## A Merge Data
Template_Doc | Project Ref | Version | ASC Net | Formal Name | Client Name | Dear | Company Name | Phone | Surveyor | Engineer | Installation Date | Premise | Survey Address | Post Code | MPAN | PV Planning | PV Sunpower | PV System Sales | SF | Kk | SF 1 | Kk 1 | PV kWh/a 1 | SF 2 | Kk 2 | PV kWh/a 2 | SF 3 | Kk 3 | PV kWh/a 3 | SF 4 | Kk 4 | PV kWh/a 4 | Arrays | Calc Narrative | Orientation | PC Region | Inclination | Azimuth | Inclination 2 | Azimuth 2 | Inclination 3 | Azimuth 3 | Inclination 4 | Azimuth 4 | Monitoring | Panel Warranty | Panel Output | Inverter Years | Inverter Guarantee | Scaffold Sales | Scaffold Incl | Scaffold | Scaffold TL | Scaffold Client | PV Days | PV Panels | PV Panels Watts | PV Panel Desc | PV Inverter | G83 AC Power | Isc | Voc | PV kWp | PV kWh/a | PV SAP kWh/a | PV Cost Net | PV VAT | PV Cost | PV SAP Saving | PV SAP Saving 20 | PV SAP Export | PV SAP Benefit | PV SAP ROI | Payback SAP Years | PV SAP Total Return | PV_PC_Used | PV_PC_Used kWh | PV_SEG_Used | PV_SEG | PV_SEG_Saving | RPI | FI | Import Tariff | Import Tariff UK | Import Tariff p | Export Tariff p | Combined FIT | SAP Annual PV CO2 | Inverter Location | TGM Location | Breaker Location | Jan Out | Feb Out | Mar Out | Apr Out | May Out | Jun Out | Jul Out | Aug Out | Sep Out | Oct Out | Nov Out | Dec Out | Install PV | Email | Survey Date | Units Electricity | Units Gas | Cost Electricity | Cost Gas | Avg Cost Electricity | Avg Cost Gas | Total Cost Fuel | Electricity CO2 | CO2/kWh E | Total CO2 | Switch Saving | MPAN Profile | PV System Components | VAT Rate | Inverter Efficiency | Inverter Max Power | Inverter Serial Number | PV Display | PV Mounting | PV Mounting 2 | IP Enclosure | Payback Years | PV Equipment Cost | PV Install Cost | PV Benefit | PV Income | PV Saving | PV Export | PV ROI | PV Total Return | PV Total FIT | PV RPI Yrs | PV RPI ROI | IRR | Export Tariff | SSEG Serial | Annual PV CO2 | Client Sign-off | DNO App | Crew Accom | FIT Text | FIT Text 2 | Export Text
| TL3366 | 1 | 30 | You must enter a formal name for the client | You must enter a formal name for the client | You must enter a formal name for the client |  |  | Guy Hewitt | Peter Cross | 2000-01-01 | You must enter an address for the project | You must enter an address for the project | SW18 1EP | 12 0001 9999 000 | The panels will be within 1 meter of the flat roof surface of a commercial building and so can be installed under permitted development rights. |  | 20 Perlight PLM-320MB-60 (All Black) panels 1 Solar Edge SE3500 Inverter 20 Solar Edge Power P370 (Standard 60 Cell) Optimisers 1 Solar Edge WIFI Comm (WIFI or network data point required) 10 panel K2 flat roof, self-ballasted mounting system 10 panel K2 Inclined mounting system 1 OFGEM Approved 3 Phase Total Generation Meter | 0.875 | 870.5 | 1 | 866 | 2771.2 | 0.75 | 875 | 2100 | 0 | 0 | 0 | 0 | 0 | 0 | 2 | For your system, where the panels are oriented in two directions / inclinations we take for each orientation: | Orientation of section 1 of the PV array | Zone 1 | 10 | 56 | 10 | -45 |  |  |  |  | A wireless display has been specified; no wiring is required | 12 | 25 | 12 | 12 year inverter guarantee | Scaffolding, Edge Protection & Lifting Gear (as required) provided by the client |  | Scaffolding, Edge Protection & Lifting Gear (as required) provided by the client |  | ü | 5 crew days | 20 | 320 | Perlight PLM-320MB-60 (All Black) | Solar Edge SE3500 Inverter20 x Solar Edge Power P370 (Standard 60 Cell) Optimiser | 3.5 | 9.77 | 41.55 | 6.4 | 4871.2 | 4871.2 | 15370.126 | 3074.0252 | 18444.1512 | 384.9953 | 11000.1055 | 114.8629 | 499.8582 | 4.7149 | 21.2095 | 14009.2144 | 55 | 2679 | 45 | 2192.04 | 114.8629 | 3.5 | 3.6 | 0 | 0.1437 | 0 | 5.24 | 0.0262 | 2.5282 | 0 | 0 | 0 | 4 | 9 | 21 | 29 | 31 | 34 | 31 | 24 | 19 | 14 | 9 | 4 |  |  | 0 | 5000 | 13500 | 459.84 | 630.45 | 9.1968 | 4.67 | 1090.29 | 2595 | 0.519 | 2595 | 1090.29 | 01 801 100 | 20 x Perlight PLM-320MB-60 (All Black) 1 x Solar Edge SE3500 Inverter 1 x Solar Edge WIFI Comm (WIFI or network data point required) 10 panel K2 flat roof, self-ballasted mounting system 10 panel K2 Inclined mounting system Total Generation Meter | 20 | 97.6% | 3500 | 20010000001 | Solar Edge WIFI Comm | K2 SDome on flatrail - Landscape Only Small |  |  | 30.749 | 8892.056 | 6478.07 | 499.8582 | 0 | 384.9953 | 114.8629 | 3.2521 | 14009.2144 | 3009.1089 | 21.2095 | 4.7149 | -0.78682 | 0.0524 | 20010000001 | 2.5282 | - |  | Crew Transport & Accommodation | Investing in a Solar PV system for this property will allow the owners to benefit from a saving off their annual electricity bill and help the environment by reducing their annual CO2 emissions. | This represents a return on investment with highlight figures as follows: | the deemed export of 50%
[53 empty] | ü | [5 empty] | Solar Edge SE3500 Inverter20 x Solar Edge Power P370 (Standard 60 Cell) Optimiser | [23 empty] | NB this is really FIT tariff! | [7 empty] | kWh/kWp: | 1 | 2 | 4.5 | 6 | 6.5 | 7 | 6.5 | 5 | 4 | 3 | 2 | 1 | [43 empty] | 2019-03-31 | 2019-03-31 | 6
[147 empty] | Investing in a Solar PV system for this property will make good use of the Government’s FIT (Feed-in-Tariff) incentive producing an annual, index-linked income (RPI), which is guaranteed for 20 years. | In addition, the owners will benefit from a saving off their annual electricity bill and help the environment by reducing their annual CO2 emissions. Together these represent a return on investment with highlight figures as follows:
[147 empty] | Investing in a Solar PV system for this property will allow the owners to benefit from a saving off their annual electricity bill and help the environment by reducing their annual CO2 emissions. | This represents a return on investment with highlight figures as follows:
Template_PV_Quote_Domestic v6.0 | X | X |  |  | X |  |  |  | X | X |  | X | X |  |  | X | X | X | X | X | X | X | X | X | X | X | X | X | X | X | X | X | X | X | X | X | X | X | X | X | X | X | X | X | X |  |  |  | X | X |  | X | X | X | X | X | X | [5 empty] | X |  | X | X | X | X | X | X | X |  |  |  |  | X |  |  |  |  | X | X | X |  | X | X |  | X
Template_PV_Quote Commercial v3.1 | X | X |  |  | X |  | X |  | X | X |  | X | X |  |  | X | X | X | X | X | X | X | X | X | X | X | X | X | X | X | X | X | X | X | X | X | X | X | X | X | X | X | X | X | X |  |  |  | X | X |  | X | X | X | X | X | X | [5 empty] | X |  | X | X | X | X | X | X | X | [9 empty] | X | X | X |  | X | X |  | X
Template PV Construction Method Statement | X | [10 empty] | X | X | [42 empty] | X | [6 empty] | X
Template PV Maintenance Single Phase | X |  |  |  | X | [6 empty] | X | X | [42 empty] | X |  | X | X |  | X | X | X | X
Template PV Commissioning | X |  |  |  | X | [5 empty] | X | X | X | [42 empty] | X |  | X | X | X |  |  | X | X | [22 empty] | X
Template_PV_Install 2015 | X |  | X |  | X | X |  |  |  |  | X | X | X | [42 empty] | X
Template_PV_Risk_Assessment | X |  |  |  | X |  | X |  |  |  |  | X | X
Template_G83_2_Commissioning_notification_*** |  |  |  | X |  |  |  | X |  |  |  | X | X |  | X | [44 empty] | X
Template_OM_Manual_Commerical_PV v1.1 | X | [5 empty] | X |  |  |  |  | X | X
Template_PV_Operating_Instructions - *** | X | [10 empty] | X | X | [75 empty] | X | X | X | X | X | X | X | X | X | X | X | X | X | X | X
Template_PV_Handoverpack_Coveringletter | X |  |  |  | X | X | X |  |  |  |  | X | X
Last change… | [17 empty] | #REF! | [100 empty] | 20 x Perlight PLM-320MB-60 (All Black) 1 x Solar Edge SE3500 Inverter 1 x Solar Edge WIFI Comm 10 x K2 SDome on flatrail - Landscape Only Small 10 panel K2 Inclined mounting system Total generation meter
Note on BV1: Compatibility v6.1
Note on BW1: Compatibility v6.1
Note on BX1: Compatibility v6.1

## Audit - Selections (hidden)
Inclined Mounting Types | Flat Mounting Types | Ground Mounting Types | Roof Type | Roof Covering | Display_Lookup |  |  |  | Mounting Lookup / Cost / Angle / Weight per panel | [5 empty] | Switches Lookup |  | Post Code Lookup |  | Manufacturer | Capacity kWh | Cost | Misc | Install | Round Trip | Annual -DoD | Overall DoD
Inclined Clamp & Rail | Flat Roof - Console | Ground Mounted - Console | Inclined_Roof | Concrete | Efergy Elete Classic (Wireless) | 39 | Wireless | Amazon | Individual Portrait Concrete Tile | 30.72 | 0 | 25 | Alternergy | K2 Inclined | 1 String - Loft Inverter - SWA to existing CU | 136.05 | AB | 16 | - No Battery | 0 | 0 | 0 | 0 | 0 | 0 | 0 | Roof install costs |  | Electric install costs |  | Labour costs |  | DNO |  | Max Zs
Inclined Hooks & Rail | Flat Roof - FRF | Ground Mounted - FRF | Flat_Roof | Felt | enPhase Envoy | 184.5 | Internet | Segen | Individual Landscape Concrete Tile | 42.75 | 0 | 25 | Alternergy | K2 Inclined | 1 String - Loft Inverter - T&E to existing CU | 114.45 | AL | 1 | Enphase x 1 | 1.2 | 1556.67 | 170 | 260 | 0.96 | 0.015 | 0.95 | Roof Installation EJR Per day (London) | 600 | Electric Installation AH | 180 | Agency | 100 | 10 | UKPN | 6 | 7.28
Inclined In-Roof | Flat Roof - K2 |  | Ground | Fiber Cement | Owl CM160 Display & USB | 39 | Wired | Alternergy | 2 rows x 4 portrait Concrete Tile | 25.61 | 0 | 25 | Alternergy | K2 Inclined | 2 String - Loft Inverter - SWA to existing CU | 156.65 | B | 6 | Enphase x 2 | 2.4 | 2817 | 170 | 260 | 0.96 | 0.015 | 0.95 | Roof Installation Gen x 1 | 200 | Electric Installation LC 1 man | 210 | Commercial (Lads) | 120 | 11 | Western Power | 10 | 4.37
Inclined K2 Hanger & Rail | Flat Roof - Solar Steel |  |  | Gound | Owl Intuition PV Internet Monitoring | 75 | Internet | Amazon | 2 rows x 4 landscape Concrete Tile | 36.21 | 0 | 25 | Alternergy | K2 Inclined | 2 String - Loft Inverter - T&E to existing CU | 137.75 | BA | 5E | Enphase x 3 | 3.6 | 4079 | 170 | 260 | 0.96 | 0.015 | 0.95 | Roof Installation Gen x 2 | 320 | Electric Installation LC 2 man | 310 | Domestic (Lads) | 120 | 12 | UKPN | 16 | 2.73
| Flat Roof - Solion |  |  | GRP | Rbee Monitoring Meter Single Phase | 198.05 | Internet | Amazon | 2 rows x 8 portrait Concrete Tile | 22.0425 | 0 | 25 | Alternergy | K2 Inclined | 1 String - Loft Inverter - SWA to new CU | 197.75 | BB | 7E | Enphase x 4 | 4.8 | 5310 | 170 | 260 | 0.96 | 0.015 | 0.95 | Roof Installation RH x 2 | 400 | Electric Installation LC 3 man | 390 |  |  | 14 | Western Power | 20 | 2.19
|  |  |  | Other | Rbee Monitoring Meter Three Phase | 312.5 | Wireless | STS | 2 rows x 8 landscape Concrete Tile | 35.1244 | 0 | 25 | Alternergy | K2 Inclined | 1 String - Loft Inverter - T&E to new CU | 176.15 | BD23 | 10 | Enphase x 5 | 6 | 6623.73 | 170 | 260 | 0.96 | 0.015 | 0.95 | Roof Installation RH x 2 + Labourer | 500 | Electric Installation Luke Commercial | 200 |  |  | 19 | UKPN | 25 | 1.75
|  |  |  | Membrane | Solar Edge WIFI Comm | 35.85 | Wireless | Alternergy | Individual Portrait Plain Tile | 29.76 | 0 | 25 | Alternergy | K2 Inclined | 2 String - Loft Inverter - SWA to new CU | 221.05 | BD24 | 10 | Enphase x 6 | 7.2 | 7937.46 | 170 | 260 | 0.96 | 0.015 | 0.95 | Roof Installation SH | 200 | Electric Installation Luke EV | 100 |  |  | 20 | SSE | 32 | 1.37
|  |  |  | Metal Profile | SolaX Pocket LAN | 27.55 | Internet | Alternergy | Individual Landscape Plain Tile | 41.79 | 0 | 25 | Alternergy | K2 Inclined | 2 String - Loft Inverter - T&E to new CU | 199.45 | BD | 11 | Enphase x 7 | 8.4 | 9251.19 | 170 | 260 | 0.96 | 0.015 | 0.95 | Roof Installation TL | 70 | Electric Installation Luke Inverter | 175 |  |  | 21 | Western Power | 40 | 1.09
|  |  |  | Metal Seam | SolaX WIFI Dongle | 27.55 | Wireless | Alternergy | 2 rows x 4 portrait Plain Tile | 23.72 | 0 | 25 | Alternergy | K2 Inclined | 1 String - Cellar Inverter to existing CU | 179.75 | BH | 3 | Enphase x 8 | 9.6 | 10564.92 | 170 | 260 | 0.96 | 0.015 | 0.95 | Roof Installation TL Commercial | 100 | Electric Installation Luke Inverter + EV | 275 |  |  | 22 | Western Power | 50 | 0.87
|  |  |  | Pantile | Solis Data Logging stick -LAN | 29.86 | Internet | Alternergy | 2 rows x 4 landscape Plain Tile | 35.49 | 0 | 25 | Alternergy | K2 Inclined | 1 String - Cellar Inverter to new CU | 241.45 | BL | 7E | Growatt SP2000 | 4 | 2277 | 0 | 455.4 | 0.96 | 0.015 | 0.95 |  |  | Electric Installation SP | 200 |  |  | 25 | ESPE | 63 | 0.69
|  |  |  | Plain Tile | Solis Data Logging stick -WIFI | 28.79 | Wireless | Alternergy | 2 rows x 8 portrait Plain Tile | 19.95 | 0 | 25 | Alternergy | K2 Inclined | 2 String - Cellar Inverter to existing CU | 240.65 | BN | 2 | LUX 12.0 | 12 | 3500 | 170 | 700 | 0.945 | 0.015 | 0.92 |  |  | Electric Installation SP & JB | 300 |  |  | 28 | UKPN (IDNO) | 80 | 0.55
|  |  |  | Slate Real/Artificial | Sunny Boy wireless interface | 65.56 | Wireless | Alternergy | 2 rows x 8 landscape Plain Tile | 34.4944 | 0 | 25 | Alternergy | K2 Inclined | 2 String - Cellar Inverter to new CU | 302.35 | BR | 2 | LUX 2.4 | 2.4 | 1080 | 170 | 216 | 0.945 | 0.015 | 0.92 |  |  | Electric Installation TL | 0 |  |  |  |  | 100 | 0.44
[5 empty] | Sunny Web Box | 326.25 | Wireless | Alternergy | Individual Portrait Slate | 54.76 | 0 | 25 | Alternergy | K2 Inclined | 3 String - Loft Inverter to existing CU | 191.75 | BS | 5E | LUX 4.8 | 4.8 | 1685 | 170 | 337 | 0.945 | 0.015 | 0.92 | [8 empty] | 125 | 0.35
[5 empty] | Sunny Web Box (RS 485 Ethernet) | 264 | Wireless | Alternergy | Individual Landscape Slate | 66.79 | 0 | 25 | Alternergy | K2 Inclined | 3 String - Loft Inverter to new CU | 253.45 | BT | 21 | LUX 7.2 | 7.2 | 2290 | 170 | 458 | 0.945 | 0.015 | 0.92
[9 empty] | 2 rows x 4 portrait Slate | 36.22 | 0 | 25 | Alternergy | K2 Inclined | 3 Phase 1 string single inverter | 189.3 | CA | 8E | LUX 9.6 | 9.6 | 2895 | 170 | 579 | 0.945 | 0.015 | 0.92
[9 empty] | 2 rows x 4 landscape Slate | 47.99 | 0 | 25 | Alternergy | K2 Inclined | 3 Phase 4-8 string single inverter | 747.65 | CB | 12 | Mercedes Benz | 7.5 | 5180 | 0 | 1036 | 0.96 | 0.015 | 0.95
[9 empty] | 2 rows x 8 portrait Slate | 32.45 | 0 | 25 | Alternergy | K2 Inclined | 3 Phase multiple inverters | 1407.8 | CF | 5W | SMA 3600 Smart Energy | 2 | 3300 | 0 | 660 | 0.96 | 0.015 | 0.95
[9 empty] | 2 rows x 8 landscape Slate | 46.9944 | 0 | 25 | Alternergy | K2 Inclined | Micro-inverter AC only SWA - Existing CU | 120.75 | CH5 | 7W | SMA 5000 Smart Energy | 2 | 3500 | 0 | 700 | 0.96 | 0.015 | 0.95
[9 empty] | Individual Portrait Interlocking Tile | 40.524 | 0 | 25 | Alternergy | K2 Inclined | Micro-inverter AC only SWA - New CU | 182.45 | CH6 | 7W | SolaX TP63 6.3 & BMU | 6 | 1780 | 399.45 | 260 | 0.96 | 0.015 | 0.95
[9 empty] | 2 rows x 4 portrait Interlocking Tile | 34.1885 | 0 | 25 | Alternergy | K2 Inclined | Micro-inverter AC only T&E - Existing CU | 93.75 | CH7 | 7W | Tesla Powerwall | 7 | 3000 | 0 | 600 | 0.96 | 0.015 | 0.95
[9 empty] | 2 rows x 4 landscape Interlocking Tile | 43.563 | 0 | 25 | Alternergy | K2 Inclined | Micro-inverter AC only T&E - New CU | 155.45 | CH8 | 7W
[9 empty] | 2 rows x 8 portrait Interlocking Tile | 29.3955 | 0 | 25 | Alternergy | K2 Inclined |  |  | CH | 7E
[9 empty] | 2 rows x 8 landscape Interlocking Tile | 41.5583 | 0 | 25 | Alternergy | K2 Inclined |  |  | CM21 | 1
[9 empty] | Individual Metal Portrait | 24.87 | 0 | 25 | Alternergy | K2 |  |  | CM22 | 1
[9 empty] | Metal Seamed (Kalzip) Portrait Row x 10 | 19.802 | 0 | 25 | Alternergy | K2 Inclined |  |  | CM23 | 1
[9 empty] | Metal Seamed (Kalzip) Landscape Row x 10 | 23.5 | 0 | 25 | Alternergy | K2 Inclined |  |  | CM | 12
[9 empty] | Mini Rail Trapezoidal roofs | 9 | 0 | 20 | Alternergy | K2 |  |  | CO | 12
[9 empty] | GSE In Roof Mounting System | 62.9375 | 0 | 25 | Alternergy | GSE in-roof |  |  | CR | 1
[9 empty] | Rafter Bolt Portrait Row x 10 | 20.99 | 0 | 25 | Alternergy | K2 |  |  | CT | 2
[9 empty] | K2 DDome (E-W) on flatrail - Landscape Only Small | 50 | 10 | 0 | Alternergy | K2 flat roof, self-ballasted |  |  | CV | 6
[9 empty] | K2 SDome on flatrail - Landscape Only Small | 52 | 10 | 0 | Alternergy | K2 flat roof, self-ballasted |  |  | CW | 7E
[9 empty] | K2 DDome (E-W) on flatrail - Landscape Only Large | 32.2812 | 10 | 0 | Alternergy | K2 flat roof, self-ballasted |  |  | DA | 2
[9 empty] | K2 SDome on flatrail - Landscape Only Large | 34.5 | 10 | 0 | Alternergy | K2 flat roof, self-ballasted |  |  | DD | 15
[9 empty] | Renusol Console Plus incl. ballast (landscape) | 41.75 | 15 | 100 | Alternergy | Renusol Ground |  |  | DE | 6
[9 empty] | Renusol Console Plus incl. ballast & Streamline+ (landscape) | 52.65 | 15 | 80 | Alternergy | Renusol Ground |  |  | DG | 8S
[9 empty] | Bisol Landscape flat roof system | 22.561 | 12 | 15 | Bisol | Bisol flat roof, self-ballasted |  |  | DH4 | 9E
[9 empty] | Bisol Portrait flat roof system | 22.561 | 12 | 15 | Bisol | Bisol flat roof, self-ballasted |  |  | E | 1
[9 empty] | FRF 1 row landscape | 42 | -1 | 100 | USS | Solar Steel flat roof, self-ballasted |  |  | EH44 | 9S
[9 empty] | FRF 1 row portrait | 46 | -1 | 100 | USS | Solar Steel flat roof, self-ballasted |  |  | EN | 1
[9 empty] | FRF 1 row portrait & 1 landscape | 64 | -1 | 100 | USS | Solar Steel flat roof, self-ballasted |  |  | EN9 | 12
[9 empty] | FRF 2 row landscape | 45 | -1 | 100 | USS | Solar Steel flat roof, self-ballasted |  |  | EX | 4
[9 empty] | FRF 2 row portrait | 70 | -1 | 100 | USS | Solar Steel flat roof, self-ballasted |  |  | FK | 14
[9 empty] | FRF 3 row landscape | 70 | -1 | 100 | USS | Solar Steel flat roof, self-ballasted |  |  | FY | 7E
[9 empty] | FRF 4 row landscape | 77 | -1 | 100 | USS | Solar Steel flat roof, self-ballasted |  |  | G | 14
[9 empty] | FRF 2 row portrait & 1 landscape | 77 | -1 | 100 | USS | Solar Steel flat roof, self-ballasted |  |  | GL | 5E
[9 empty] | SolarSteel Green Roof (10 degrees) | 55 | 10 | 100 | USS | Solar Steel flat roof, self-ballasted |  |  | GU | 1
[9 empty] | SolarSteel Landscape (10 degrees) | 24 | 10 | 100 | USS | Solar Steel flat roof, self-ballasted |  |  | GU11 | 3
[9 empty] | SolarSteel Portrait (10 degrees) | 30 | 10 | 100 | USS | Solar Steel flat roof, self-ballasted |  |  | GU12 | 3
[9 empty] | SolarSteel Landscape 3PS (2018) | 30 | 15 | 0 | USS | Solar Steel flat roof, self-ballasted |  |  | GU14 | 3
[9 empty] | SolarSteel Portrait 3PS (2018) | 36 | 15 | 0 | USS | Solar Steel flat roof, self-ballasted |  |  | GU28 | 2
[9 empty] | SolarSteel Wind deflectors per panel | 10 | -1 | 100 | USS |  |  |  | GU29 | 2
[9 empty] | Solion mounting - per panel | 80 | 10 | 25 | Solion | Solion flat roof, self-ballasted |  |  | GU30 | 3
[17 empty] | GU31 | 3
[17 empty] | GU32 | 3
[17 empty] | GU33 | 3
[17 empty] | GU34 | 3
[17 empty] | GU35 | 3
[17 empty] | GU46 | 3
[17 empty] | GU51 | 3
[17 empty] | GU52 | 3
[17 empty] | HA | 1
[17 empty] | HD | 11
[17 empty] | HG | 10
[17 empty] | HP | 1
[17 empty] | HR | 6
[17 empty] | HS | 18
[17 empty] | HU | 11
[17 empty] | HX | 11
[17 empty] | IG | 12
[17 empty] | IP | 12
[17 empty] | IV | 17
[17 empty] | IV30 | 16
[17 empty] | IV31 | 16
[17 empty] | IV32 | 16
[17 empty] | IV36 | 16
[17 empty] | KA | 14
[17 empty] | KT | 1
[17 empty] | KW | 17
[17 empty] | KW15 | 19
[17 empty] | KW16 | 19
[17 empty] | KW17 | 19
[17 empty] | KY | 15
[17 empty] | L | 7E
[17 empty] | LA | 7E
[17 empty] | LA7 | 8E
[17 empty] | LA8 | 8E
[17 empty] | LA9 | 8E
[17 empty] | LA10 | 8E
[17 empty] | LA11 | 8E
[17 empty] | LA12 | 8E
[17 empty] | LA13 | 8E
[17 empty] | LA14 | 8E
[17 empty] | LA15 | 8E
[17 empty] | LA16 | 8E
[17 empty] | LA17 | 8E
[17 empty] | LA18 | 8E
[17 empty] | LA19 | 8E
[17 empty] | LA20 | 8E
[17 empty] | LA21 | 8E
[17 empty] | LA22 | 8E
[17 empty] | LA23 | 8E
[17 empty] | LD | 13
[17 empty] | LE | 6
[17 empty] | LL | 7W
[17 empty] | LL23 | 13
[17 empty] | LL24 | 13
[17 empty] | LL25 | 13
[17 empty] | LL26 | 13
[17 empty] | LL27 | 13
[17 empty] | LL30 | 13
[17 empty] | LL31 | 13
[17 empty] | LL32 | 13
[17 empty] | LL33 | 13
[17 empty] | LL34 | 13
[17 empty] | LL35 | 13
[17 empty] | LL36 | 13
[17 empty] | LL37 | 13
[17 empty] | LL38 | 13
[17 empty] | LL39 | 13
[17 empty] | LL40 | 13
[17 empty] | LL41 | 13
[17 empty] | LL42 | 13
[17 empty] | LL43 | 13
[17 empty] | LL44 | 13
[17 empty] | LL45 | 13
[17 empty] | LL46 | 13
[17 empty] | LL47 | 13
[17 empty] | LL48 | 13
[17 empty] | LL49 | 13
[17 empty] | LL50 | 13
[17 empty] | LL51 | 13
[17 empty] | LL52 | 13
[17 empty] | LL53 | 13
[17 empty] | LL54 | 13
[17 empty] | LL55 | 13
[17 empty] | LL56 | 13
[17 empty] | LL57 | 13
[17 empty] | LL58 | 13
[17 empty] | LL59 | 13
[17 empty] | LL60 | 13
[17 empty] | LL61 | 13
[17 empty] | LL62 | 13
[17 empty] | LL63 | 13
[17 empty] | LL64 | 13
[17 empty] | LL65 | 13
[17 empty] | LL66 | 13
[17 empty] | LL67 | 13
[17 empty] | LL68 | 13
[17 empty] | LL69 | 13
[17 empty] | LL70 | 13
[17 empty] | LL71 | 13
[17 empty] | LL72 | 13
[17 empty] | LL73 | 13
[17 empty] | LL74 | 13
[17 empty] | LL75 | 13
[17 empty] | LL76 | 13
[17 empty] | LL77 | 13
[17 empty] | LL78 | 13
[17 empty] | LN | 11
[17 empty] | LS | 11
[17 empty] | LS24 | 10
[17 empty] | LU | 1
[17 empty] | M | 7E
[17 empty] | ME | 2
[17 empty] | MK | 1
[17 empty] | ML | 14
[17 empty] | N | 1
[17 empty] | NE | 9E
[17 empty] | NG | 11
[17 empty] | NN | 6
[17 empty] | NP | 5W
[17 empty] | NPS | 13
[17 empty] | NR | 12
[17 empty] | NW | 1
[17 empty] | OL | 7E
[17 empty] | OX | 1
[17 empty] | PA | 14
[17 empty] | PE | 12
[17 empty] | PE9 | 11
[17 empty] | PE10 | 11
[17 empty] | PE11 | 11
[17 empty] | PE12 | 11
[17 empty] | PE20 | 11
[17 empty] | PE21 | 11
[17 empty] | PE22 | 11
[17 empty] | PE23 | 11
[17 empty] | PE24 | 11
[17 empty] | PE25 | 11
[17 empty] | PH | 15
[17 empty] | PH19 | 17
[17 empty] | PH20 | 17
[17 empty] | PH21 | 17
[17 empty] | PH22 | 17
[17 empty] | PH23 | 17
[17 empty] | PH24 | 17
[17 empty] | PH25 | 17
[17 empty] | PH26 | 16
[17 empty] | PH30 | 17
[17 empty] | PH31 | 17
[17 empty] | PH32 | 17
[17 empty] | PH33 | 17
[17 empty] | PH34 | 17
[17 empty] | PH35 | 17
[17 empty] | PH36 | 17
[17 empty] | PH37 | 17
[17 empty] | PH38 | 17
[17 empty] | PH39 | 17
[17 empty] | PH40 | 17
[17 empty] | PH41 | 17
[17 empty] | PH42 | 17
[17 empty] | PH43 | 17
[17 empty] | PH44 | 17
[17 empty] | PH49 | 14
[17 empty] | PH50 | 14
[17 empty] | PL | 4
[17 empty] | PO | 3
[17 empty] | PO18 | 2
[17 empty] | PO19 | 2
[17 empty] | PO20 | 2
[17 empty] | PO21 | 2
[17 empty] | PO22 | 2
[17 empty] | PR | 7E
[17 empty] | RG | 1
[17 empty] | RG21 | 3
[17 empty] | RG22 | 3
[17 empty] | RG23 | 3
[17 empty] | RG24 | 3
[17 empty] | RG25 | 3
[17 empty] | RG26 | 3
[17 empty] | RG27 | 3
[17 empty] | RG28 | 3
[17 empty] | RG29 | 3
[17 empty] | RH | 1
[17 empty] | RH10 | 2
[17 empty] | RH11 | 2
[17 empty] | RH12 | 2
[17 empty] | RH13 | 2
[17 empty] | RH14 | 2
[17 empty] | RH15 | 2
[17 empty] | RH16 | 2
[17 empty] | RH17 | 2
[17 empty] | RH18 | 2
[17 empty] | RH19 | 2
[17 empty] | RH20 | 2
[17 empty] | RH77 | 2
[17 empty] | RM | 12
[17 empty] | S | 11
[17 empty] | S18 | 6
[17 empty] | S32 | 6
[17 empty] | S33 | 6
[17 empty] | S40 | 6
[17 empty] | S41 | 6
[17 empty] | S42 | 6
[17 empty] | S43 | 6
[17 empty] | S44 | 6
[17 empty] | S45 | 6
[17 empty] | S49 | 6
[17 empty] | SA | 5W
[17 empty] | SA14 | 13
[17 empty] | SA15 | 13
[17 empty] | SA16 | 13
[17 empty] | SA17 | 13
[17 empty] | SA18 | 13
[17 empty] | SA19 | 13
[17 empty] | SA20 | 13
[17 empty] | SA31 | 13
[17 empty] | SA32 | 13
[17 empty] | SA33 | 13
[17 empty] | SA34 | 13
[17 empty] | SA35 | 13
[17 empty] | SA36 | 13
[17 empty] | SA37 | 13
[17 empty] | SA38 | 13
[17 empty] | SA39 | 13
[17 empty] | SA40 | 13
[17 empty] | SA41 | 13
[17 empty] | SA42 | 13
[17 empty] | SA43 | 13
[17 empty] | SA44 | 13
[17 empty] | SA45 | 13
[17 empty] | SA46 | 13
[17 empty] | SA47 | 13
[17 empty] | SA48 | 13
[17 empty] | SA61 | 13
[17 empty] | SA62 | 13
[17 empty] | SA63 | 13
[17 empty] | SA64 | 13
[17 empty] | SA65 | 13
[17 empty] | SA66 | 13
[17 empty] | SA67 | 13
[17 empty] | SA68 | 13
[17 empty] | SA69 | 13
[17 empty] | SA70 | 13
[17 empty] | SA71 | 13
[17 empty] | SA72 | 13
[17 empty] | SA73 | 13
[17 empty] | SE | 1
[17 empty] | SG | 1
[17 empty] | SK | 7E
[17 empty] | SK13 | 6
[17 empty] | SK17 | 6
[17 empty] | SK22 | 6
[17 empty] | SK23 | 6
[17 empty] | SL | 1
[17 empty] | SM | 1
[17 empty] | SN | 5E
[17 empty] | SN7 | 1
[17 empty] | SO | 3
[17 empty] | SP | 5E
[17 empty] | SP6 | 3
[17 empty] | SP7 | 3
[17 empty] | SP8 | 3
[17 empty] | SP9 | 3
[17 empty] | SP10 | 3
[17 empty] | SP11 | 3
[17 empty] | SR | 9E
[17 empty] | SR7 | 10
[17 empty] | SR8 | 10
[17 empty] | SS | 12
[17 empty] | ST | 6
[17 empty] | SW | 1
[17 empty] | SY | 6
[17 empty] | SY14 | 7E
[17 empty] | SY15 | 13
[17 empty] | SY16 | 13
[17 empty] | SY17 | 13
[17 empty] | SY18 | 13
[17 empty] | SY19 | 13
[17 empty] | SY20 | 13
[17 empty] | SY21 | 13
[17 empty] | SY22 | 13
[17 empty] | SY23 | 13
[17 empty] | SY24 | 13
[17 empty] | SY25 | 13
[17 empty] | TA | 5E
[17 empty] | TD | 9S
[17 empty] | TD12 | 9E
[17 empty] | TD15 | 9E
[17 empty] | TF | 6
[17 empty] | TN | 2
[17 empty] | TQ | 4
[17 empty] | TR | 4
[17 empty] | TS | 10
[17 empty] | TW | 1
[17 empty] | UB | 1
[17 empty] | W | 1
[17 empty] | WA | 7E
[17 empty] | WC | 1
[17 empty] | WD | 1
[17 empty] | WF | 11
[17 empty] | WN | 7E
[17 empty] | WR | 6
[17 empty] | WS | 6
[17 empty] | WV | 6
[17 empty] | YO | 10
[17 empty] | YO15 | 11
[17 empty] | YO16 | 11
[17 empty] | YO25 | 11
[17 empty] | ZE | 20

## Sales Invoice
Job | TL3366 | Client Type | Commercial
VAT | 20% | Property Type | Commercial
Company |  | Sub Total | 15370.126
Client | You must enter a formal name for the client | Vat at 20% | 3074.0252
Address | You must enter an address for the project You must enter an address for the project | Total Payable | 18444.1512
|  | Deposit % | 50%
| Enter a Deposit % value to reflect the actual deposit paid or due --> | Deposit | 9222
|  | Balance | 9222.1512
|  | Job Cost | 10368.304
Copy this to the Sage Invoice | Supply, Install & Certify a 6.40kWp grid connected Solar (PV) system Equipment 20 Perlight PLM-320MB-60 (All Black) panels 1 Solar Edge SE3500 Inverter 20 Solar Edge Power P370 (Standard 60 Cell) Optimisers 1 Solar Edge WIFI Comm (WIFI or network data point required) 10 panel K2 flat roof, self-ballasted mounting system 10 panel K2 Inclined mounting system 1 OFGEM Approved 3 Phase Total Generation Meter 1 Balance of system incl. DC & AC isolators, armoured cable, MC4 connectors, switches Delivery to site Installation Mechanical & Electrical Retro-Fit Installation, testing Commissioning, MCS Certification & documentation.

## Summary Preview
Job | TL3366 |  |  | Survey | #REF!
Client Type | Commercial |  |  | Annual Electricity | 5000
Property Type | Commercial
VAT | VAT Registered | 20%
Company
Client | You must enter a formal name for the client |  |  | Planning | The panels will be within 1 meter of the flat roof surface of a commercial building and so can be installed under permitted development rights.
Address | You must enter an address for the project
| You must enter an address for the project |  |  | Scaffold | Scaffolding, Edge Protection & Lifting Gear (as required) provided by the client
System: | System Size | 6.4 | kWp
| Solar Panels & wattage | 20 x 320W
| Estimated Annual System Output | 4871.2 | kWh/a
| Fully Installed System Cost | 15370.126
| Annual Tax-Free Benefit Year 1 | 499.8582
| Annual Tax-Free Return On Investment (ROI) * | 4.7149 | %
| Payback Period * | 21.2095 | yrs
| Total Benefit over 20 year term * | 14009.2144
| Annual CO2 saving | 2.5282 | t
| 20 Perlight PLM-320MB-60 (All Black) panels 1 Solar Edge SE3500 Inverter 20 Solar Edge Power P370 (Standard 60 Cell) Optimisers 1 Solar Edge WIFI Comm (WIFI or network data point required) 10 panel K2 flat roof, self-ballasted mounting system 10 panel K2 Inclined mounting system 1 OFGEM Approved 3 Phase Total Generation Meter 1 Balance of system incl. DC & AC isolators, armoured cable, MC4 connectors, switches Delivery to site |  |  | Monitoring | A wireless display has been specified; no wiring is required
Allow 5 crew days
| Sub Total | 15370.126
| Vat at 20% | 3074.0252
| Total Payable | 18444.1512

## Project
Document Ref.: 019 Rev.: 14.0 | You must complete all of these coloured cells in this worksheet | Works with Domestic Quote Template v6.1 or later / Commercial Quote Template v3.0 or later Works with EIC template v1.6 or later
Project Information | Complete these coloured cells in this worksheet. They are used in the quotation and other documents.
Project Ref | TL3366 | Context
Version | 1
Potential Installation Date | 2020-06-30 | Set this if you know the date will be after then next FIT degression which is : 01-Apr-2019 | 2020-06-30
Client Type | Commercial | Domestic or Commercial | Domestic | Commercial
Property Type | Commercial | Domestic or Commercial | Domestic | Commercial
VAT Rate | Standard Rate | VAT rate applicable. | Renewable Rate | Zero Rated | Standard Rate
VAT Status | VAT Registered |  | VAT Registered | Not VAT Registered
Company Name
Client Formal Title & Name
Client Name
Client 'Dear'
Surveyor | Guy Hewitt
Engineer | Peter Cross
Survey Date
Premise
Survey Address
Post Code | SW18 1EP |  | 1 | 'Zone-1'!
Phone
Email
Planning | The panels will be within 1 meter of the flat roof surface of a commercial building and so can be installed under permitted development rights. |  | The panels will be within 200mm of a sloping roof surface and so can be installed under permitted development rights. | As the panels will be higher than the ridge height of the property, planning permission will need to be applied for. We will be happy to assist you with your application. | As the panels will be higher than the ridge height of the property, planning permission will need to be applied for. We will be happy to assist you with your application. | The panels will be within 1 meter of the flat roof surface of a commercial building and so can be installed under permitted development rights. | The property is in a conservation area and so planning consent is required. We will be happy to assist you with your application. | The panels are on a flat roof but are not as high as the existing building 'ridge' height and so can be installed under permitted development rights. | As panels are mounted on a vertical wall planning permission will need to be applied for. We will be happy to assist you with your application. | Planning has already been granted | The array is ground mounted and more than 9 square meters in area and so requires planning permission | The array is ground mounted but less than 9 square meters in area and so can be installed under permitted development
Roof Access | Scaffolding, Edge Protection & Lifting Gear (as required) provided by the client |  | Treadlighter will use our own tower and/or ladders to access the roof | Scaffolding is required at additional cost. Please allow £475 inc VAT. | Scaffolding, Edge Protection & Lifting Gear (as required) provided by the client | Included in our quote | A scaffold is not required
Scaffold Cost | 475
Annual kWh electric used | 5000
Monthly Service Cost (net) | 30
Phases | 3 Phase |  | Single Phase | 3 Phase
Panels | Perlight PLM-320MB-60 (All Black)
Perlight PLM-320MB-60 (All Black) x 103.89 = 6.4kWp / 4871.2 kWh/a
Array 1
Roof Type | Flat_Roof | Select one from the list
Roof Covering | Membrane | The type of surface (and hence load/sq m) of the existing roof
Mounting System | Flat Roof - K2 | Select one from the list
Boarded? | N/A | For older plain tiles the roof can sometimes be boarded above the rafters if so select Yes here.
Panel Inclination | 10 | Enter roof slope in degrees for first part of array (or panel angle on flat roof) | 13 | 'Zone-1'!N13
Azimuth | 56 | Enter direction from south in degrees (East = -ve West = +ve) | N | 56
MCS-2013 Irradiance | 866 | Looked up with a well trixy algorithm from the relevant (based on post code) location worksheet
Shading Factor | 1 | Use the MCS shading chart to calculate as per the SEM | Up to 20% | Between 20 and 60%
MCS-2013 kWh/Kwp | 866 | Product of the two previous colums | 1N13
Panels | 10 | Enter number of panels
Array 2
Roof Type | Inclined_Roof
Roof Covering | Metal Seam |  | Felt | Concrete Pantile | Plain Tile | Slate
Mounting System | Inclined Clamp & Rail
Boarded? | No
Panel Inclination | 10 |  | 13 | 'Zone-1'!L13
Azimuth | -45 |  | L | 45
MCS-2013 Irradiance | 875
Shading Factor | 0.75 |  | Up to 20% | Between 20 and 60%
MCS-2013 kWh/Kwp | 656.25 |  | 0.75L13
Panels | 10
Array 3
Roof Type | Inclined_Roof
Roof Covering | Plain Tile |  | Felt | Concrete Pantile | Plain Tile | Slate
Mounting System | Inclined Hooks & Rail
Boarded? | No
Panel Inclination | 30 |  | 33 | 'Zone-1'!K33
Azimuth | 40 |  | K | 40
MCS-2013 Irradiance | 936
Shading Factor | 0.75 |  | Up to 20% | Between 20 and 60%
MCS-2013 kWh/Kwp | 702 |  | 0.75K33
Panels | 0
Array 4
Roof Type | Ground
Roof Covering | Gound |  | Felt | Concrete Pantile | Plain Tile | Slate
Mounting System | Ground Mounted - Console
Boarded? | N/A
Panel Inclination | 15 |  | 18 | 'Zone-1'!H18
Azimuth | 25 |  | H | 25
MCS-2013 Irradiance | 914
Shading Factor | 0.75 |  | Up to 20% | Between 20 and 60%
MCS-2013 kWh/Kwp | 685.5 |  | 0.75H18
Panels | 0

## Data
Assumptions & Data | Enter data into the highlighted fields. For the fuel consuption try to obtain units and tariff |  |  |  |  | Enter other tariff data from uSwitch / EnergyLinx based on the client's usage data
Energy Use |  | Existing | Best Current Available |  |  | http://energylinx.co.uk/energycalc.html?db=dual
London prices 2012
Annual cost (entered - for cross checking)
Tariff
Existing Annual Usage (kWh) | From client | 3200
Fixed Cost
Tariff 1 kWh |  | 0
Tariff 1 |  | 0.1437 | http://www.energysavingtrust.org.uk/about-us/our-calculations
Tariff 2 |  | 0.1437
Discounts |  | 0%
Cost Electricity |  | 459.84
Gas |  | London prices 2012
Annual cost (entered - for cross checking)
Tariff |  |  | 0 |  | 0
Existing Annual Gas Usage (kWh) |  | 13500 | 13500 |  | 13500
Fixed Cost |  | 0 |  |  | 134.4
Tariff 1 kWh |  | 0 |  |  | 0
Tariff 1 |  | 0.0467 |  |  | 0.02435
Tariff 2 |  | 0.0467 |  |  | 0.02435
Discounts |  | 0% |  |  | 52.5
Cost Gas |  | 630.45 | 0 |  | 410.625
Annual Cost |  | 1090.29 | 0 |  | 410.625
2020-06-30
Incentives |  | Period (years) | 2019-04-01
Export tariff | 0.0524 | 20 | 0.0524
CHP Eletricity < 2Kw | 0.1395 | 10 | 0.1395
CO2/kWh E | 0.519 | http://www.energysavingtrust.org.uk/Using-this-site/Our-calculations
London Plan £ per Tonne | 60
London Plan Duration (years) | 30
Standard VAT | 20%
Renewable VAT | 5%
|  | Domestic | Commercial
RPI (PWC recommendation 07/2015) | 3.5%
Assumed Electricity fuel price inflation | 3.6% | 2.9% | 3.6% | (Jojusolar - 12/2/2016)
Assumed Gas fuel price inflation | 3.2%

## PV
Solar PV 6.40kWp | kWp | kWh/a | £ | Income £/a | ROI | £/kWp | CPPI | 20 Yrs | Payback yrs | 20 Yrs | Kg CO2/a | LP Saving | RPI yrs | RPI ROI | IRR
| 6.4 | 4871.2 | 15370.126 | 499.8582 | 3.252% | 2401.5822 | 768.5063 | 14009.2144 | 30.749 | 3009.1089 | 2528.1528 | 4550.675 | 21.2095 | 4.715% | -0.7868%
| SEM | 4871.2 | 15370.126 | 499.8582 | 3.252% | 2401.5822 | 768.5063 | 14009.2144 | 30.749 | 3009.1089 | 2528.1528 | 4550.675 | 21.2095 | 4.715% | -0.7868%
Panel Output Wp | 320 | 44.105 | 20% |  |  |  |  | 20% |  |  |  | G98/G99 Parameters
Item | Unit Cost | Quantity | VAT | Cost |  | Markup | Retail ex VAT | VAT | Retail inc VAT | Margin | GP | Efficiency | Max W | Voc | Isc | Deg'n | Mounting Type
Perlight PLM-320MB-60 (All Black) | 103.89 | 20 | 20.778 | 2077.8 |  | 50% | 3116.7 | 623.34 | 3740.04 | 33.33% | 1038.9 | Black | -0.4% | 41.55 | 9.77 | 15
Solar Edge SE3500 Inverter | 609.954 | 1 | 121.9908 | 609.954 |  | 50% | 914.931 | 182.9862 | 1097.9172 | 33.33% | 304.977 | 97.6% | 3500 | SolarEdge SE3500H (SOETC00159V2).pdf | 12
Solar Edge Power P370 (Standard 60 Cell) Optimiser | 32.31 | 20 | 6.462 | 646.2 |  | 50% | 969.3 | 193.86 | 1163.16 | 33.33% | 323.1 | 98.8% | 0 | 0 | 25
Enphase IQ7 60 Cell (cable landscape) micro-inverter | 88.73 | 0 | 17.746 | 0 |  | 50% | 0 | 0 | 0 | 0% | 0 | 96.5% | 0
Solar Edge WIFI Comm | 35.85 | 1 | 7.17 | 35.85 |  | 50% | 53.775 | 10.755 | 64.53 | 33.33% | 17.925 | Wireless
enPhase Envoy | 184.5 | 0 | 36.9 | 0 |  | 50% | 0 | 0 | 0 | 0% | 0
K2 SDome on flatrail - Landscape Only Small | 52 | 10 | 10.4 | 520 | Flat_Roof_1 | 50% | 780 | 156 | 936 | 33.33% | 260 | 10 | 0 | K2 flat roof, self-ballasted | 0.03542 | 0
2 rows x 4 landscape Concrete Tile | 36.21 | 10 | 7.242 | 362.1 | Inclined_Roof_1 | 50% | 543.15 | 108.63 | 651.78 | 33.33% | 181.05 | 0 | 25 | K2 Inclined
Individual Metal Portrait | 24.87 | 0 | 4.974 | 0 | Inclined_Roof_1 | 50% | 0 | 0 | 0 | 0% | 0 | 0 | 25 | K2
Individual Portrait Plain Tile | 29.76 | 0 | 5.952 | 0 | Ground_1 | 50% | 0 | 0 | 0 | 0% | 0 | 0 | 25 | K2 Inclined
- No Battery | 0 | 0 | 0 | 0 |  | 50% | 0 | 0 | 0 | 0% | 0
G59 Relay | 2750 | 0 | 550 | 0 |  | 50% | 0 | 0 | 0 | 0% | 0
Enter Additional Components… | 110 | 0 | 22 | 0 |  | 50% | 0 | 0 | 0 | 0% | 0
3 Phase multiple inverters | 1407.8 | 1 | 281.56 | 1407.8 |  | 50% | 2111.7 | 422.34 | 2534.04 | 33.33% | 703.9 | 15.2174 | 2.5 | 25
Delivery | 70 | 5 | 14 | 350 |  | 15% | 402.5 | 80.5 | 483 | 13.04% | 52.5
Materials Total |  |  | 0 | 6009.704 |  | 47.96% | 8892.056 | 1778.4112 | 10670.4672 | 32.41% | 2882.352
Installation
Item | Rate
Days on site |  | 5
TL Oversee | 350 | 3 |  | 0 |  | 0% | 1050 | 210 | 1260 | 100% | 1050
TL Electrician | 200 | 1 |  | 0 |  | 0% | 200 | 40 | 240 | 100% | 200
Transport and Overnight Accommodation | 100 | 14 |  | 1400 |  | 20% | 1680 | 336 | 2016 | 16.67% | 280
Scaffolding | 800 | 0 |  | 0 |  | 20% | 0 | 0 | 0 | 0% | 0
Electric Installation Luke Commercial | 200 | 3 | 40 | 600 |  | 20% | 720 | 144 | 864 | 16.67% | 120
Van Hire (Zipvan per day £76.80) | 76.8 | 2 | 15.36 | 153.6 |  | 20% | 184.32 | 36.864 | 221.184 | 16.67% | 30.72
Mileage | 0.45 | 0 | 0.09 | 0 |  | 20% | 0 | 0 | 0 | 0% | 0
Commercial (Lads) | 120 | 18 | 24 | 2160 |  | 20% | 2592 | 518.4 | 3110.4 | 16.67% | 432
Roof Installation Gen x 1 | 200 | 0 | 40 | 0 |  | 20% | 0 | 0 | 0 | 0% | 0
MCS Certification & Client Pack | 45 | 1 | 9 | 45 |  | 15% | 51.75 | 10.35 | 62.1 | 13.04% | 6.75
Installation Total |  |  |  | 4358.6 |  | 48.63% | 6478.07 | 1295.614 | 7773.684 | 32.72% | 2119.47
Project Total |  |  |  | 10368.304 |  | 48.24% | 15370.126 | 3074.0252 | 18444.1512 | 32.54% | 5001.822
ROI Calculation | Parameters |  | Value | Notes | [7 empty] | Current Use |  |  |  | With Solar PV | [5 empty] | Annual Difference | SEM
| Existing Annual Usage (kWh) |  | 3200 | Taken from supplier's bills total Units (kWh) for a year | [9 empty] | kWh / yr | Cost |  |  | kWh / yr | FIT(p)/ kWh | Cost | Income |  | kWh | Income
| Total Net Install Cost £ |  | 15370.126 | Installation price | [7 empty] | Annual Use |  | 3200 |  | Annual Use |  | 3200 | [7 empty] | Year 1 benefit £500
| Rated kWp |  | 6.4 | From the panel manufacturer's specification | [11 empty] | Generated |  | 4871.2 | 0 |  | 0 | 0 | 4871.2 | 0 | FIT Payment | 0
| Operating W/kwP/a |  | 761.125 | Projected W per kWp per annum derived from projected total generation | [11 empty] | Used on site |  | 2679.16 | [6 empty] | Electricity Saved | 384.9953
| Panel Efficiency Adjustment |  | 0% | To take account of Sanyo HIT & Sunpower panels better performance | [11 empty] | Net Annual Use |  | 520.84 | [6 empty] | Deemed Export | 114.8629
| Percentage Inverter Efficiency |  | 93% | Taking 93% as an average inverter efficiency, enter the actual efficiency to changes the output | [7 empty] | Used at tariff 1 (kWh) |  | 0.1437 | 0.02065 | Used at tariff 1 (kWh) |  | 0.1437 |  | 0.02065
| Projected W/kwP/a |  | 761.125 | Net projected W per kWp per annum derived from projected total generation | [7 empty] | Used at tariff 2 (kWh) |  | 3199.8563 | 459.8194 | Used at tariff 2 (kWh) |  | 520.6963 |  | 74.8241
| Generation kWh |  | 4871.2 | Entered: Annualised Production kWh/a (http://re.jrc.ec.europa.eu/pvgis/apps4/pvest.php) | [7 empty] | Cost of Electricity |  |  | 459.84 | Saved cost of Electricity |  |  |  | 74.8447 |  | 384.9953 | 2679.16 | 384.9953
| Percentage used on site |  | 55% | Percentage based on usage patterns from survey | [11 empty] | SEG Export |  | 2192.04 | 5.24 |  | 114.8629 | 114.8629 |  | 114.8629
| kWh Used on Site |  | 2679.16 | Estimated power used on site
| Tariff 1 kWh |  | 0.1437 | The number of units at the initial tariff | [11 empty] | TOTAL | [5 empty] | 499.8582 |  | 499.8582
| Tariff 1 |  | 0.1437 | The initial tariff / kWh (units)
| Tariff 2 |  | 0.1437 | The tariff / kWh (units) for subsequent units
| FIT |  | 0 | Post 31/3/2019 = zero
| Export tariff |  | 0.0524 | The export tariff in £ / Unit (kWh) paid by your energy provider
[17 empty] | K2 - Light Rail 3.43m | 3.00 x 21 x 41 Slotted Hot Dip Galvanised Rail | 3.00 x 41 x 41 Slotted Hot Dip Galvanised Rail | K2 - Light Rail Connector Set | 21 x 41 Rail Connectors | 41 x 41 Rail Connectors | K2 Pantile 2 variable roof fastener stainless steel | K2 Shingle roof fastener stainless steel - 150 mm | K2 Slate roof fastener stainless steel - 40mm | Custom hook for slate / boarded Pantile 150mm (3 weeks lead time) | Renusol Console+ - 15° | Renusol Console 4.2 - 25° | 35mm Black | 35mm Black |  | 1 | 2 | 3 | 4 | 5 | 6 | 7 | 8 | 9 | 10 | 1 | 2 | 3 | 4 | 5 | 6 | 7 | 8 | 9 | 10
Sales - Don't edit below this line (Use Project tab) | [8 empty] | Use this area to enter the number of separate sections of panels. Select the panel orientation for each section and the number of panels in that section | [7 empty] | 16 | 0 | 0 | 10 | 0 | 0 | 0 | 0 | 0 | 0 | 0 | 0 | 12 | 34 | 0 | 68.86 | 54.92 | 49.5233 | 47.2 | 45.806 | 44.8767 | 44.2129 | 43.715 | 43.3278 | 43.018 | 80.86 | 63.92 | 57.5233 | 54.7 | 53.006 | 51.8767 | 51.07 | 50.465 | 49.9944 | 49.618
Array 1: | 866 | 10 | 16.4672 | m2 | Not |  |  |  | Panel Orientation | Width | Number of panels | Rail Length | Rails | Rail Offcut | Part Rail | Hooks | K2 Rails 3.43 | FRF Mounting Rails 3.00 | FRF/SS Ballast Rails 3.00 / 3.15 | K2 Connectors | FRF 21x41 Connectors | FRF 41x41 Connectors | Pantile Hook (2-way) | Shingle Hook 150mm | Slate Hook 40mm | Custom Hook 150mm | Renusol Console+ | Renusol Console 4.2 | Black End Clamps | Black Mid Clamps | Solar Steel
| Flat Roof (Self shading) Only |  |  | Calc | Roof Loading | 3.15 |  | Section 1 | Portrait | 0.992 | 7 | 7.122 | 3 | 2.328 | 0.822 | 18 | 6 |  |  | 4 | [8 empty] | 4 | 12 | 357.49 | 0 | 0 | 0 | 0 | 0 | 0 | 0 | 0 | 0 | 0 | 0 | 0 | 0 | 0 | 0 | 0 | 357.49 | 0 | 0 | 0
| Boarded / Type |  | N/A | Flat Roof - K2 | Membrane |  |  | Section 2 | Portrait | 0.992 | 7 | 7.122 | 3 | 2.328 | 0.822 | 18 | 6 |  |  | 4 | [8 empty] | 4 | 12 | 357.49 | 0 | 0 | 0 | 0 | 0 | 0 | 0 | 0 | 0 | 0 | 0 | 0 | 0 | 0 | 0 | 0 | 357.49 | 0 | 0 | 0
| Unshaded in string |  | 10 | Flat_Roof |  | 1.64 |  | Section 3 | Portrait | 0.992 | 6 | 6.117 | 2 | 0.183 | 2.967 | 16 | 4 |  |  | 2 | [8 empty] | 4 | 10 | 311.26 | 0 | 0 | 0 | 0 | 0 | 0 | 0 | 0 | 0 | 0 | 0 | 0 | 0 | 0 | 0 | 311.26 | 0 | 0 | 0 | 0
| Shaded in string |  | 0 | 0 |  | 0.992 |  | Section 4 | Portrait | 0.992 | [20 empty] | 0 | 0 | 0 | 0 | 0 | 0 | 0 | 0 | 0 | 0 | 0 | 0 | 0 | 0 | 0 | 0 | 0 | 0 | 0 | 0 | 0
| Row Gap (m) |  | 0.5 |  |  | 35 |  | Section 5 | Landscape | 1.64 | [20 empty] | 0 | 0 | 0 | 0 | 0 | 0 | 0 | 0 | 0 | 0 | 0 | 0 | 0 | 0 | 0 | 0 | 0 | 0 | 0 | 0 | 0
| Portrait / Landscape |  | Portrait | 0.9 |  |  |  | Section 6 | Landscape | 1.64 | [20 empty] | 0 | 0 | 0 | 0 | 0 | 0 | 0 | 0 | 0 | 0 | 0 | 0 | 0 | 0 | 0 | 0 | 0 | 0 | 0 | 0 | 0
| Panel Angle |  | 10 | 29.6644 |  |  |  | Section 7 | Landscape | 1.64 | [20 empty] | 0 | 0 | 0 | 0 | 0 | 0 | 0 | 0 | 0 | 0 | 0 | 0 | 0 | 0 | 0 | 0 | 0 | 0 | 0 | 0 | 0
| Panel Length & Width |  | 1.64 | 0.992 |  |  |  | Section 8 | Landscape | 1.64 | [20 empty] | 0 | 0 | 0 | 0 | 0 | 0 | 0 | 0 | 0 | 0 | 0 | 0 | 0 | 0 | 0 | 0 | 0 | 0 | 0 | 0 | 0
| Rows & Columns & Width |  | 2 | 5 | 5.06 | 1 | FRF Rails
| Array Height (m) |  | 0.84957 |  | 5 | FRF Frames | [24 empty] | 0
Array 2: | 656.25 | 10 | 16.4672 | m2 | Not
| Flat Roof (Self shading) Only |  |  | Calc | Roof Loading | 3.15 |  | Section 1 | Landscape | 1.64 | [20 empty] | 0 | 0 | 0 | 0 | 0 | 0 | 0 | 0 | 0 | 0 | 0 | 0 | 0 | 0 | 0 | 0 | 0 | 0 | 0 | 0 | 0
| Boarded / Type |  | No | Inclined Clamp & Rail | Metal Seam |  |  | Section 2 | Landscape | 1.64 | [20 empty] | 0 | 0 | 0 | 0 | 0 | 0 | 0 | 0 | 0 | 0 | 0 | 0 | 0 | 0 | 0 | 0 | 0 | 0 | 0 | 0 | 0
| Unshaded in string |  | 10 | Inclined_Roof |  |  |  | Section 3 | Portrait | 0.992 | [20 empty] | 0 | 0 | 0 | 0 | 0 | 0 | 0 | 0 | 0 | 0 | 0 | 0 | 0 | 0 | 0 | 0 | 0 | 0 | 0 | 0 | 0
| Shaded in string |  | 0 | 0 |  |  |  | Section 4 | Portrait | 0.992 | [20 empty] | 0 | 0 | 0 | 0 | 0 | 0 | 0 | 0 | 0 | 0 | 0 | 0 | 0 | 0 | 0 | 0 | 0 | 0 | 0 | 0 | 0
| Row Gap (m) |  | 1 |  |  |  |  | Section 5 | Portrait | 0.992 | [20 empty] | 0 | 0 | 0 | 0 | 0 | 0 | 0 | 0 | 0 | 0 | 0 | 0 | 0 | 0 | 0 | 0 | 0 | 0 | 0 | 0 | 0
| Portrait / Landscape |  | Portrait | 0.9 |  |  |  | Section 6 | Portrait | 0.992 | [20 empty] | 0 | 0 | 0 | 0 | 0 | 0 | 0 | 0 | 0 | 0 | 0 | 0 | 0 | 0 | 0 | 0 | 0 | 0 | 0 | 0 | 0
| Panel Angle |  | 5 | 8.1345 |  |  |  | Section 7 | Portrait | 0.992 | [20 empty] | 0 | 0 | 0 | 0 | 0 | 0 | 0 | 0 | 0 | 0 | 0 | 0 | 0 | 0 | 0 | 0 | 0 | 0 | 0 | 0 | 0
| Panel Length & Width |  | 1.64 | 0.992 |  |  |  | Section 8 | Portrait | 0.992 | [20 empty] | 0 | 0 | 0 | 0 | 0 | 0 | 0 | 0 | 0 | 0 | 0 | 0 | 0 | 0 | 0 | 0 | 0 | 0 | 0 | 0 | 0
| Rows & Columns & Width |  | 1 | 10 | 10.12 | 3 | FRF Rails
| Array Height (m) |  | 0.42294 |  | 8 | FRF Frames | [24 empty] | 0
Array 3: | 702 | 0 | 0 | m2 | Not
| Flat Roof (Self shading) Only |  |  | Calc | Roof Loading | 3.15 |  | Section 1 | Landscape | 1.64 | [20 empty] | 0 | 0 | 0 | 0 | 0 | 0 | 0 | 0 | 0 | 0 | 0 | 0 | 0 | 0 | 0 | 0 | 0 | 0 | 0 | 0 | 0
| Boarded / Type |  | No | Inclined Hooks & Rail | Plain Tile |  |  | Section 2 | Landscape | 1.64 | [20 empty] | 0 | 0 | 0 | 0 | 0 | 0 | 0 | 0 | 0 | 0 | 0 | 0 | 0 | 0 | 0 | 0 | 0 | 0 | 0 | 0 | 0
| Unshaded in string |  | 0 | Inclined_Roof |  |  |  | Section 3 | Portrait | 0.992 | [20 empty] | 0 | 0 | 0 | 0 | 0 | 0 | 0 | 0 | 0 | 0 | 0 | 0 | 0 | 0 | 0 | 0 | 0 | 0 | 0 | 0 | 0
| Shaded in string |  | 0 | 0 |  |  |  | Section 4 | Portrait | 0.992 | [20 empty] | 0 | 0 | 0 | 0 | 0 | 0 | 0 | 0 | 0 | 0 | 0 | 0 | 0 | 0 | 0 | 0 | 0 | 0 | 0 | 0 | 0
| Row Gap (m) |  | 1 |  |  |  |  | Section 5 | Portrait | 0.992 | [20 empty] | 0 | 0 | 0 | 0 | 0 | 0 | 0 | 0 | 0 | 0 | 0 | 0 | 0 | 0 | 0 | 0 | 0 | 0 | 0 | 0 | 0
| Portrait / Landscape |  | Landscape | 0.75 |  |  |  | Section 6 | Portrait | 0.992 | [20 empty] | 0 | 0 | 0 | 0 | 0 | 0 | 0 | 0 | 0 | 0 | 0 | 0 | 0 | 0 | 0 | 0 | 0 | 0 | 0 | 0 | 0
| Panel Angle |  | 5 | 4.9414 |  |  |  | Section 7 | Portrait | 0.992 | [20 empty] | 0 | 0 | 0 | 0 | 0 | 0 | 0 | 0 | 0 | 0 | 0 | 0 | 0 | 0 | 0 | 0 | 0 | 0 | 0 | 0 | 0
| Panel Length & Width |  | 0.992 | 1.64 |  |  |  | Section 8 | Portrait | 0.992 | [20 empty] | 0 | 0 | 0 | 0 | 0 | 0 | 0 | 0 | 0 | 0 | 0 | 0 | 0 | 0 | 0 | 0 | 0 | 0 | 0 | 0 | 0
| Rows & Columns & Width |  | 1 |  | 0 | 1 | FRF Rails
| Array Height (m) |  | 0.36646 |  | 1 | FRF Frames | [24 empty] | 0
Array 4: | 685.5 | 0 | 0 | m2 | Console
| Flat Roof (Self shading) Only |  |  | Calc | Roof Loading | 3.15 |  | Section 1 | Landscape | 1.64 | [20 empty] | 0 | 0 | 0 | 0 | 0 | 0 | 0 | 0 | 0 | 0 | 0 | 0 | 0 | 0 | 0 | 0 | 0 | 0 | 0 | 0 | 0
| Boarded / Type |  | N/A | Ground Mounted - Console | Gound |  |  | Section 2 | Landscape | 1.64 | [20 empty] | 0 | 0 | 0 | 0 | 0 | 0 | 0 | 0 | 0 | 0 | 0 | 0 | 0 | 0 | 0 | 0 | 0 | 0 | 0 | 0 | 0
| Unshaded in string |  | 0 | Ground |  |  |  | Section 3 | Portrait | 0.992 | [20 empty] | 0 | 0 | 0 | 0 | 0 | 0 | 0 | 0 | 0 | 0 | 0 | 0 | 0 | 0 | 0 | 0 | 0 | 0 | 0 | 0 | 0
| Shaded in string |  | 0 | 0 |  |  |  | Section 4 | Portrait | 0.992 | [20 empty] | 0 | 0 | 0 | 0 | 0 | 0 | 0 | 0 | 0 | 0 | 0 | 0 | 0 | 0 | 0 | 0 | 0 | 0 | 0 | 0 | 0
| Row Gap (m) |  | 1 |  |  |  |  | Section 5 | Portrait | 0.992 | [20 empty] | 0 | 0 | 0 | 0 | 0 | 0 | 0 | 0 | 0 | 0 | 0 | 0 | 0 | 0 | 0 | 0 | 0 | 0 | 0 | 0 | 0
| Portrait / Landscape |  | Landscape | 0.75 |  |  |  | Section 6 | Portrait | 0.992 | [20 empty] | 0 | 0 | 0 | 0 | 0 | 0 | 0 | 0 | 0 | 0 | 0 | 0 | 0 | 0 | 0 | 0 | 0 | 0 | 0 | 0 | 0
| Panel Angle |  | 5 | 4.9414 |  |  |  | Section 7 | Portrait | 0.992 | [20 empty] | 0 | 0 | 0 | 0 | 0 | 0 | 0 | 0 | 0 | 0 | 0 | 0 | 0 | 0 | 0 | 0 | 0 | 0 | 0 | 0 | 0
| Panel Length & Width |  | 0.992 | 1.64 |  |  |  | Section 8 | Portrait | 0.992 | [20 empty] | 0 | 0 | 0 | 0 | 0 | 0 | 0 | 0 | 0 | 0 | 0 | 0 | 0 | 0 | 0 | 0 | 0 | 0 | 0 | 0 | 0
| Rows & Columns & Width |  | 1 |  | 0 | 1 | FRF Rails
| Array Height (m) |  | 0.36646 |  | 1 | FRF Frames | [24 empty] | 0
Mounting Summary for merge | K2 flat roof, self-ballasted | 10 | panel K2 flat roof, self-ballasted mounting system
| K2 Inclined | 10 | panel K2 Inclined mounting system
|  | 0 | panel mounting system
|  | 0 | panel mounting system
Fixed system: inclination=35°, orientation=-3° | [9 empty] | Ratio: | 0.84019
Month | Ed | Em | Hd | Hm |  | Month Output | Annual Percentage |  |  |  | Net Irradiance
Jan | 1.12 | 34.7 | 1.35 | 42 |  | 111.04 | 2.876% | Winter | 27.88% | 26.05 | 21.8869 | Jan | 140.0759
Feb | 1.7 | 47.5 | 2.08 | 58.1 |  | 152 | 4.311% | Summer | 72.12% | 39.05 | 32.8093 | Feb | 209.9794
Mar | 2.88 | 89.4 | 3.61 | 112 |  | 286.08 | 8.699% |  |  | 78.8 | 66.2067 | Mar | 423.7229
Apr | 3.78 | 113 | 4.88 | 147 |  | 361.6 | 11.7% |  |  | 105.95 | 89.0178 | Apr | 569.7137
May | 3.84 | 119 | 5.07 | 157 |  | 380.8 | 13.03% |  |  | 118 | 99.142 | May | 634.5089
Jun | 4.01 | 120 | 5.36 | 161 |  | 384 | 13.41% |  |  | 121.5 | 102.0827 | Jun | 653.3291
Jul | 3.92 | 121 | 5.27 | 163 |  | 387.2 | 13.41% |  |  | 121.5 | 102.0827 | Jul | 653.3291
Aug | 3.47 | 107 | 4.64 | 144 |  | 342.4 | 11.39% |  |  | 103.2 | 86.7073 | Aug | 554.9264
Sep | 3.08 | 92.4 | 4.03 | 121 |  | 295.68 | 9.179% |  |  | 83.15 | 69.8615 | Sep | 447.1137
Oct | 2.13 | 66.1 | 2.72 | 84.2 |  | 211.52 | 6.11% |  |  | 55.35 | 46.5043 | Oct | 297.6277
Nov | 1.39 | 41.7 | 1.71 | 51.2 |  | 133.44 | 3.516% |  |  | 31.85 | 26.7599 | Nov | 171.2636
Dec | 0.95 | 29.5 | 1.15 | 35.6 |  | 94.4 | 2.373% |  |  | 21.5 | 18.064 | Dec | 115.6097
[6 empty] | 3140.16 | 100% | [5 empty] | 4871.2
Yearly average | 2.69 | 81.9 | 3.5 | 106
Total for year | 981.3 |  | 1276.1 |  |  | 981.3 | OK |  |  |  | 761.125 | OK
981
Fixed system: inclination=12°, orientation=-90°
Month | Ed | Em | Hd | Hm |  | Month Output
Jan | 0.56 | 17.4 | 0.77 | 23.9 |  | 55.68
Feb | 1.09 | 30.6 | 1.4 | 39.3 |  | 97.92
Mar | 2.2 | 68.2 | 2.77 | 85.7 |  | 218.24
Apr | 3.3 | 98.9 | 4.2 | 126 |  | 316.48
May | 3.77 | 117 | 4.9 | 152 |  | 374.4
Jun | 4.09 | 123 | 5.39 | 162 |  | 393.6
Jul | 3.92 | 122 | 5.2 | 161 |  | 390.4
Aug | 3.21 | 99.4 | 4.24 | 131 |  | 318.08
Sep | 2.46 | 73.9 | 3.22 | 96.5 |  | 236.48
Oct | 1.44 | 44.6 | 1.88 | 58.4 |  | 142.72
Nov | 0.73 | 22 | 0.99 | 29.8 |  | 70.4
Dec | 0.44 | 13.5 | 0.62 | 19.1 |  | 43.2
2657.6
Yearly average | 2.27 | 69.1 | 2.97 | 90.4
Total for year | 830.5 |  | 1084.7 |  |  | 265.76 | Check
Fixed system: inclination=12°, orientation=-3°
Month | Ed | Em | Hd | Hm |  | Month Output
Jan | 0.8 | 24.7 | 1 | 31.1 |  | 0
Feb | 1.36 | 38.2 | 1.69 | 47.3 |  | 0
Mar | 2.53 | 78.5 | 3.16 | 97.9 |  | 0
Apr | 3.59 | 108 | 4.59 | 138 |  | 0
May | 3.91 | 121 | 5.13 | 159 |  | 0
Jun | 4.19 | 126 | 5.56 | 167 |  | 0
Jul | 4.05 | 125 | 5.4 | 167 |  | 0
Aug | 3.41 | 106 | 4.53 | 140 |  | 0
Sep | 2.78 | 83.4 | 3.62 | 109 |  | 0
Oct | 1.75 | 54.4 | 2.24 | 69.6 |  | 0
Nov | 1.01 | 30.3 | 1.28 | 38.4 |  | 0
Dec | 0.65 | 20.2 | 0.83 | 25.6 |  | 0
0
Yearly average | 2.51 | 76.3 | 3.26 | 99.2
Total for year | 915.7 |  | 1189.9 |  |  | 0 | Check
Fixed system: inclination=12°, orientation=-3° | [16 empty] | Year | Income (RPI) | Saving (FI) | Annual Benefit | Cumulative | Balance | Part Year | Calc RPI | RPI Return % |  | SAP Year | Income (RPI) | Saving (FI) | Annual Benefit | Cumulative | 1: Balance; 2: Part Year; 3: Calc RPI; 4: RPI Return %
Month | Ed | Em | Hd | Hm |  | Month Output | [10 empty] | 0 | -15370.126 |  | -15370.126 | [6 empty] | 0 | -15370.126 |  | -15370.126
Jan | 0.8 | 24.7 | 1 | 31.1 |  | 0 | [10 empty] | 1 | 114.8629 | 384.9953 | 499.8582 | 499.8582 | 14870.2678 | 29.749 | 3.252% | 0% |  | 1 | 114.8629 | 384.9953 | 499.8582 | 499.8582 | 1: 14870.2678; 2: 29.749; 3: 3.252%; 4: 0%
Feb | 1.36 | 38.2 | 1.69 | 47.3 |  | 0 | [10 empty] | 2 | 118.0216 | 398.8551 | 516.8767 | 1016.7349 | 14353.3911 | 27.7695 | 3.359% | 0% |  | 2 | 118.0216 | 398.8551 | 516.8767 | 1016.7349 | 1: 14353.3911; 2: 27.7695; 3: 3.359%; 4: 0%
Mar | 2.53 | 78.5 | 3.16 | 97.9 |  | 0 | [10 empty] | 3 | 121.2672 | 413.2139 | 534.4811 | 1551.2161 | 13818.9099 | 25.8548 | 3.466% | 0% |  | 3 | 121.2672 | 413.2139 | 534.4811 | 1551.2161 | 1: 13818.9099; 2: 25.8548; 3: 3.466%; 4: 0%
Apr | 3.59 | 108 | 4.59 | 138 |  | 0 | [10 empty] | 4 | 124.6021 | 428.0896 | 552.6917 | 2103.9077 | 13266.2183 | 24.0029 | 3.571% | 0% |  | 4 | 124.6021 | 428.0896 | 552.6917 | 2103.9077 | 1: 13266.2183; 2: 24.0029; 3: 3.571%; 4: 0%
May | 3.91 | 121 | 5.13 | 159 |  | 0 | [10 empty] | 5 | 128.0286 | 443.5008 | 571.5295 | 2675.4372 | 12694.6888 | 22.2118 | 3.675% | 0% |  | 5 | 128.0286 | 443.5008 | 571.5295 | 2675.4372 | 1: 12694.6888; 2: 22.2118; 3: 3.675%; 4: 0%
Jun | 4.19 | 126 | 5.56 | 167 |  | 0 | [10 empty] | 6 | 131.5494 | 459.4669 | 591.0163 | 3266.4535 | 12103.6725 | 20.4794 | 3.777% | 0% |  | 6 | 131.5494 | 459.4669 | 591.0163 | 3266.4535 | 1: 12103.6725; 2: 20.4794; 3: 3.777%; 4: 0%
Jul | 4.05 | 125 | 5.4 | 167 |  | 0 | [10 empty] | 7 | 135.167 | 476.0077 | 611.1747 | 3877.6282 | 11492.4978 | 18.8039 | 3.875% | 0% |  | 7 | 135.167 | 476.0077 | 611.1747 | 3877.6282 | 1: 11492.4978; 2: 18.8039; 3: 3.875%; 4: 0%
Aug | 3.41 | 106 | 4.53 | 140 |  | 0 | [10 empty] | 8 | 138.8841 | 493.1439 | 632.0281 | 4509.6562 | 10860.4698 | 17.1835 | 3.971% | 0% |  | 8 | 138.8841 | 493.1439 | 632.0281 | 4509.6562 | 1: 10860.4698; 2: 17.1835; 3: 3.971%; 4: 0%
Sep | 2.78 | 83.4 | 3.62 | 109 |  | 0 | [10 empty] | 9 | 142.7034 | 510.8971 | 653.6006 | 5163.2568 | 10206.8692 | 15.6164 | 4.062% | 0% |  | 9 | 142.7034 | 510.8971 | 653.6006 | 5163.2568 | 1: 10206.8692; 2: 15.6164; 3: 4.062%; 4: 0%
Oct | 1.75 | 54.4 | 2.24 | 69.6 |  | 0 | [10 empty] | 10 | 146.6278 | 529.2894 | 675.9172 | 5839.174 | 9530.952 | 14.1008 | 4.149% | 0% |  | 10 | 146.6278 | 529.2894 | 675.9172 | 5839.174 | 1: 9530.952; 2: 14.1008; 3: 4.149%; 4: 0%
Nov | 1.01 | 30.3 | 1.28 | 38.4 |  | 0 | [10 empty] | 11 | 150.66 | 548.3438 | 699.0039 | 6538.1779 | 8831.9481 | 12.635 | 4.231% | 0% |  | 11 | 150.66 | 548.3438 | 699.0039 | 6538.1779 | 1: 8831.9481; 2: 12.635; 3: 4.231%; 4: 0%
Dec | 0.65 | 20.2 | 0.83 | 25.6 |  | 0 | [10 empty] | 12 | 154.8032 | 568.0842 | 722.8874 | 7261.0653 | 8109.0607 | 11.2176 | 4.307% | 0% |  | 12 | 154.8032 | 568.0842 | 722.8874 | 7261.0653 | 1: 8109.0607; 2: 11.2176; 3: 4.307%; 4: 0%
[6 empty] | 0 | [10 empty] | 13 | 159.0603 | 588.5353 | 747.5955 | 8008.6608 | 7361.4652 | 9.8469 | 4.377% | 0% |  | 13 | 159.0603 | 588.5353 | 747.5955 | 8008.6608 | 1: 7361.4652; 2: 9.8469; 3: 4.377%; 4: 0%
Yearly average | 2.51 | 76.3 | 3.26 | 99.2 | [12 empty] | 14 | 163.4344 | 609.7225 | 773.157 | 8781.8178 | 6588.3082 | 8.5213 | 4.44% | 0% |  | 14 | 163.4344 | 609.7225 | 773.157 | 8781.8178 | 1: 6588.3082; 2: 8.5213; 3: 4.44%; 4: 0%
Total for year | 915.7 |  | 1189.9 |  |  | 0 | Check | [9 empty] | 15 | 167.9289 | 631.6725 | 799.6014 | 9581.4192 | 5788.7068 | 7.2395 | 4.497% | 0% |  | 15 | 167.9289 | 631.6725 | 799.6014 | 9581.4192 | 1: 5788.7068; 2: 7.2395; 3: 4.497%; 4: 0%
[17 empty] | 16 | 172.5469 | 654.4127 | 826.9597 | 10408.3788 | 4961.7472 | 6 | 4.545% | 0% |  | 16 | 172.5469 | 654.4127 | 826.9597 | 10408.3788 | 1: 4961.7472; 2: 6; 3: 4.545%; 4: 0%
[17 empty] | 17 | 177.292 | 677.9716 | 855.2636 | 11263.6424 | 4106.4836 | 4.8014 | 4.587% | 0% |  | 17 | 177.292 | 677.9716 | 855.2636 | 11263.6424 | 1: 4106.4836; 2: 4.8014; 3: 4.587%; 4: 0%
[17 empty] | 18 | 182.1675 | 702.3786 | 884.5461 | 12148.1885 | 3221.9375 | 3.6425 | 4.621% | 0% |  | 18 | 182.1675 | 702.3786 | 884.5461 | 12148.1885 | 1: 3221.9375; 2: 3.6425; 3: 4.621%; 4: 0%
[17 empty] | 19 | 187.1771 | 727.6642 | 914.8413 | 13063.0298 | 2307.0962 | 2.5219 | 4.646% | 4.715% |  | 19 | 187.1771 | 727.6642 | 914.8413 | 13063.0298 | 1: 2307.0962; 2: 2.5219; 3: 4.646%; 4: 4.715%
[17 empty] | 20 | 192.3245 | 753.8601 | 946.1846 | 14009.2144 | 1360.9116 | 1.4383 | 4.665% | 4.692% |  | 20 | 192.3245 | 753.8601 | 946.1846 | 14009.2144 | 1: 1360.9116; 2: 1.4383; 3: 4.665%; 4: 4.692%
[18 empty] | 3009.1089 | 11000.1055 | 14009.2144 | [7 empty] | 3009.1089 | 11000.1055 | 14009.2144
Note on I1: Including panel degradation
Note on K1: Including panel degradation
Note on M1: Lopndon Plan saving (£60 per tonne over 30 years as at Nov. 2019)
Note on C4: PC: Mounting cost per panel
Note on M6: PC: Frame Colour
Note on N7: If this value is > 3,840 W the system needs permission from the DNO in advance of installation
Note on N8: If this value is > 3,840 W the system needs permission from the DNO in advance of installation
Note on N9: If this value is > 3,840 W the system needs permission from the DNO in advance of installation
Note on M12: PC: Angle of panels to roof
Note on P12: PC: The area of one panel
Note on M13: PC: Angle of panels to roof
Note on M19: PC: Total Current (A)
Note on N19: PC: AC Inverter Cable size
Note on O19: PC: Main AC cable size (min)
Note on C28: PC: Displays “Crew Transport” in the Commercial quote if > 0
Note on F63: PC: Shows measured span as a percentage of allowed span
Note on E67: PC: Inter row shade angle
Note on D70: For an FRF system the top of the array is this height above the roof surface for the panel angle , orientation and number of rows entered above.

## HOP Merge
System Owner | Client |  | Doc No. | Folder | Document | Action
Monitoring | Connected |  | 01 | ../templates/ | 01 Coversheet for handover pack.pdf | Copy
Property Type | Commercial |  | 02 | ../templates/ | 02 Template_PV_Handoverpack_Coveringletter.docx | Merge | 02 Template_PV_Handoverpack_Coveringletter.docx | 02 Template_PV_Handoverpack_Coveringletter_No_Customer.docx
Phases | 3 Phase |  | 03 | ../templates/ |  | Edit
DNO Pre-application | No |  | 04 | ../templates/ | 04 Template_PV_Operating_Instructions - 1 Location.docx | Merge | 04 Template_PV_Operating_Instructions - 1 Location.docx | 04 Template_PV_Operating_Instructions - 2 Locatione.docx
MPAN/DNO | UKPN - 12 0001 9999 000 |  | 4a
TIC | 6.4 |  | 4b | ../templates | 04b Template_OM_Manual_Commerical_PV v1.1.docx | Merge | 04b Template_OM_Manual_Commerical_PV v1.1.docx
DNC | 3.5 |  | 05
Annual Generation | 4871.2 |  | 06 | ../templates | 06 Template SSEG G98 Form B Installation Document (ESPE (25)).docx | Merge | 06 Template GTC (27) G99 Form A3-1 issue 1 amd 3.docx | 06 Template SSEG G98 Form B Installation Document (ESPE (25)).docx | 06 Template SSEG G98 Form B Installation Document (SSE (20)).docx | 06 Template SSEG G98 Form B Installation Document (UKPN (10_12_19_28)).docx | 06 Template SSEG G98 Form B Installation Document for connection.docx | 06 Template SSEG G99 Form A3-1 issue 1 amd 3 (ESPE (25)).docx | 06 Template SSEG G99 Form A3-1 issue 1 amd 3 (SSE (20)).docx | 06 Template SSEG G99 Form A3-1 issue 1 amd 3 (UKPN (10_12_19_28)).docx
TGM Make / Model | 0 |  | 07 | ../templates/ |  | Merge | 07 Template PV Array & AC Circuit Test Only.docx | 07 Template PV Array Test Only.docx | 07 Template_EIC(2020-1).docx
TGM Serial Number | A5000000000 |  | 08 | ../templates/ | 08 PV Customer Warranty v1.1.150723-2020.pdf | Copy
Full EIC or DC & AC Only | DC & AC Only |  | Module | ../templates/Panels/ | perlight_320w_plus_60_cell_series_2019_datasheet_web_version.pdf | Copy
1 or 2 Locations | One |  | Inv 1 | ../templates/G98-G99/ | SolarEdge SE3500H (SOETC00159V2).pdf | Copy
Panels | 20 x Perlight PLM-320MB-60 (All Black) | BBA 0005/2266 | Inv 2 | ../templates/G98-G99/ |  | Copy
Inverter(s) | Solar Edge SE3500 Inverter |  | Inv 3 | ../templates/G98-G99/ |  | Copy
Building Control (NICEIC) Ref: | 10000000
MPAN: | 12 0001 9999 000

## PV Install (hidden)
Project Ref | Client Name | Address | Premise | Survey Address | Installation Date | Earthing | Earth Size | Bonding Size Water | Bonding Size Gas | Bonding Size Other | Main Switch | Main Switch Rating | Main Switch RCD Time | Supply Protective Device | Supply Rating | Voltage (Uo) | Ze | Pfc | NICEIC | EIC Notes | Connection Order | Location of Inverter | Location of TGM | Location of Solar Breaker | PV Panel Desc | DC Cable size | DC Cable length | AC Cable Type | AC Cable Installed | AC Cable size | AC Calbe CPC | AC Cable length | Zs | R1 | Rn | R2 | R1+R2 | I/R | RCD At 1x | RCD At 5x | Time | Irradiance | Irradiance 2 | Irradiance 3 | Weather | Panel Temperature | String 1 Modules | String 1 Voc @ STC | String 1 Voc Measured | String 1 Isc @ STC | String 1 Isc Measured | String 1 normalised to STC | String 2 Modules | String 2 Voc @ STC | String 2 Voc Measured | String 2 Isc @ STC | String 2 Isc Measured | String 2 normalised to STC | String 3 Modules | String 3 Voc @ STC | String 3 Voc Measured | String 3 Isc @ STC | String 3 Isc Measured | String 3 normalised to STC | Comment on Voc and Isc | VOC | ISC | Armoured | Generation | AC Protection Type | AC Protection Rating | Max Zs
TL3366 | 0 | Display Only | 0 | SW18 1EP | 2000-01-01 | 0 | 0 | 0 | 0 | 0 | 0 | 0 | N/A | 0 | 0 | 230 | 0 | 0 | 10000000 | 0 | 0 | 0 | 0 | 0 | 20 x Perlight PLM-320MB-60 (All Black) | 4 | 0 | B | 0 | 4 | 4 | 20 | 0 | 0 | 0 | 0 | 0 | >500 | N/A | N/A | 16:00 | 1000 | 1000 |  | Sunny | 20 | 20 | 831 | 0 | 9.77 | 0 | 0 | 0 |  | 0 |  |  |  | 0 | 0 | 0 | 9.77 |  |  | Voltage and current measurements within expected tolerance | 41.55 | 9.77 | N/A | 1234 | 60898-1 | 16 | 2.73
|  | Enter Data | [22 empty] | X | X | [14 empty] | X | X | X | X | X | X | X | X | X | X | X | X | X | X | X | X | X | X | X | X | X | X | X | X | X | X | X |  | X
Site Specific | Building Control (NICEIC) Ref: | 10000000
| MPAN: | 12 0001 9999 000
| Installation Date | 2000-01-01 | [26 empty] | 4.6 | 4.6 | [37 empty] | Ö
| Client Sign-off | -
| Earthing |  |  |  | TN-S | TN-C-S | TN-C | TT
| Earth Size |  | mm2 |  | 25 | 16 | 10 | 6
| Bonding Size Water |  | mm2 |  | 25 | 16 | 10 | 6
| Bonding Size Gas |  | mm2 |  | 25 | 16 | 10 | 6
| Bonding Size Other |  | mm2 |  | 25 | 16 | 10 | 6
[5 empty] | Main Switch | RCD
| Main Switch |  |  |  | 60439-3 | 61008
| Main Switch Rating |  | A |  | 125 | 100 | 80 | 63 | 40 | 30
| Main Switch RCD Time (at IΔn) | N/A | mS | Enter only if appropriate
| Supply Protective Device |  |  |  | BS 1361 IIb | BS 88
| Supply Rating |  | A |  | 100 | 60 | 40 | 30
| Inverter Serial Number | 20010000001
| TGM Make / Model |  |  |  | Elster A1100 | ISKRA MT174 | Emlite ECA2,v | L&G 5235B
| TGM Serial Number | A5000000000
| Ze |  | Ω
| Pfc |  | kA
EIC Notes
PV System | Connection Order |  |  |  | Inverter -> AC Iso -> AC Iso -> TGM -> Existing CCU / Main Panel | Inverter -> AC Iso -> AC Iso -> TGM -> new 2 way CCU -> Henley Block | Inverter -> AC Iso -> TGM -> AC Iso -> Existing CCU / Main Panel | Inverter -> AC Iso -> TGM -> AC Iso -> new 2 way CCU -> Henley Block | Inverter(s) -> Lockable AC Iso -> TGM -> Existing CCU / Main Panel | Inverter(s) -> Lockable AC Iso -> TGM -> New 2 Way CCU - Henley Block
Location of Inverter
Location of CU
| Location of Solar Breaker |  |  |  | within the existing consumer unit | in the new 2 way consumer unit | in the main distribution panel
| System Size | 6.4 | kWp | G83 AC Power | 3.5 | 4871.2 | kWh/a
| Instantaneous Generation at commissioning | 1234 | W
| DC Cable size | 4 | mm2 |  | 2.5 | 4 | 6 | 10
| DC Cable length |  | m
| AC Cable Type |  |  | 0.012 | PVC | SWA | H07RN-F
| AC Installation Ref Method | B - Surface Conduit or trunking on a wall |  |  | B - Surface Conduit or trunking on a wall | C - Clipped or Fixed Direct | D - Buried | E - Cable Tray (Multi Core) | F - Cable Tray (Single Core)
| AC Cable size | 4 | mm2 | 0.00461 | 2.5 | 4 | 6 | 10 | 16
| AC Cable CPC | 4 | mm2 | 0.00461 | 1.5 | 2.5 | 4 | 6 | 10 | 16
| AC Cable length | 20 | m | Length (m) for 1% loss: | 9.2575 | m
| AC Cable Protection Type | 60898-1 |  |  | 60898-1 | 61009
| AC Cable Protection Rating (A) | 16 |  |  | MCB | RCBO
| Max Zs (Ohm) | 2.73
Zs
| R1+R2 | 0 | Ω | 0.1844 | Calculated
| I/R | >500 | MΩ |  | >500 | >500 / >500 / >500
| RCD Operating At IΔn | N/A | ms
| RCD Operating At 5IΔn | N/A | ms
Array | Time | 16:00
| Weather | Sunny
String 1 | String 1 Modules | 20
| String 1 Voc @ STC | 831 | V
| String 1 Voc Measured |  | V | 221 | W/m2
| Panel Temperature | 20
| Irradiance | 1000 | W/m2
| String 1 Isc @ STC | 9.77 | A
| String 1 Isc Measured |  | A | 9.77 | Calculated
| String 1 normalised to STC | 0 | A
String 2 | String 2 Modules | 0
| String 2 Voc @ STC | 0
String 2 Voc Measured
| Panel Temperature | 20
| Irradiance | 1000 | W/m2
| String 2 Isc @ STC | 9.77
| String 2 Isc Measured | 0
| String 2 normalised to STC | 0
String 3 | String 3 Modules | 0
| String 3 Voc @ STC | 0
String 3 Voc Measured
Panel Temperature
| Irradiance |  | W/m2
| String 3 Isc @ STC | 9.77
String 3 Isc Measured
String 3 normalised to STC
| Comment on Voc and Isc | Voltage and current measurements within expected tolerance |  |  | Voltage and current measurements within expected tolerance | Voltage and current measurements within expected tolerance given the low lighting conditions | Insufficient light to conduct reliable test at installation. Subsequently verified system output under operating conditions.
| VOC | 41.55
| ISC | 9.77
01 801 100
Note on E34: PC: mV/A/m voltage drop in the selected cable size
Note on E36: PC: Resistance in ohms/m of the selectd cable size

## Panel Prices (hidden)
Panel | Cost £ | kWp | Supplier | Length | Width | Frame mm | Frame Colour | Isc | Voc | 20yr Deg'n | End Clamp | Mid Clamp | γ Pmpp | Workmanship Warranty | Output Warranty | MCS Ref | Doc
JA Solar JAM60S-02-300-PR-AB | 84.08 | 300 | Alternergy | 1650 | 991 | 35 | Black | 9.75 | 39.85 | 15 | 35mm End Clamps - Black | 35mm Mid Clamps - Black | -0.0035 | 10 | 20 | BABT 8515-R22
JA Solar JAM60S-02-305/PR | 83.5 | 305 | Edmundson | 1650 | 991 | 35 | Black | 9.85 | 40.05 | 15 | 35mm End Clamps - Black | 35mm Mid Clamps - Black | -0.0039 | 10 | 20 | BABT 8515-112
JA Solar JAM60S-12-310/PR | 78.23 | 310 | Alternergy | 1657 | 996 | 35 | Black | 10.04 | 40.3 | 15 | 35mm End Clamps - Black | 35mm Mid Clamps - Black | -0.0037 | 12 | 25 | BABT 8515-112
JA Solar JAM60S03-325-PR-SF | 88.11 | 325 | Alternergy | 1678 | 991 | 35 | Silver | 10.16 | 40.79 | 15 | 35mm End Clamps - Silver | 35mm Mid Clamps - Silver | -0.0035 | 10 | 20 | BABT 8515-R22 | JAM60S10 320-340 PR 1000mm-EN.pdf
JA Solar JAM60S10-330-SC-BF | 91.22 | 330 | Segen | 1689 | 996 | 35 | Black | 10.3 | 40.84 | 15 | 35mm End Clamps - Black | 35mm Mid Clamps - Black | -0.0035 | 10 | 20 | BABT 8515-R22 | JAM60S10 320-340 PR 1000mm-EN.pdf
JA Solar JAM60S10-340-MR-BF | 83.88 | 340 | Alternergy | 1689 | 996 | 35 | Black | 10.46 | 41.55 | 15 | 35mm End Clamps - Black | 35mm Mid Clamps - Black | -0.0035 | 10 | 20 | BABT 8515-R22 | JAM60S10 320-340 PR 1000mm-EN.pdf
JA Solar JAP60S-01-275-SC | 62.26 | 275 | Alternergy | 1650 | 991 | 35 | Silver | 9.38 | 38.52 | 15 | 35mm End Clamps - Silver | 35mm Mid Clamps - Silver | -0.0041 | 10 | 20 | BABT 8515-120-R1
Panasonic HIT/VBH-N325 KJ01 | 161.52 | 325 | Alternergy | 1590 | 1053 | 40 | Black | 5.94 | 70.9 | 12 | 40mm End Clamps - Black | 40mm Mid Clamps - Black | -0.0026 | 25 | 25
Panasonic HIT/VBH-N330 SJ47 | 120 | 330 | Alternergy | 1590 | 1053 | 35 | Black | 5.7 | 69.7 | 15 | 35mm End Clamps - Black | 35mm Mid Clamps - Black | -0.0029 | 10 | 25
Perlight PLM-300MB-60 (Black Plus Mono - Tigo) | 93.29 | 300 | Alternergy | 1640 | 992 | 35 | Black | 9.77 | 41.55 | 15 | 35mm End Clamps - Black | 35mm Mid Clamps - Black | -0.0045 | 12 | 25 | BBA 0005/1202
Perlight PLM-310MB-60 (All Black) | 96.97 | 310 | Alternergy | 1640 | 992 | 35 | Black | 9.71 | 40.89 | 15 | 35mm End Clamps - Black | 35mm Mid Clamps - Black | -0.004 | 12 | 25 | BBA 0005/2266
Perlight PLM-320MB-60 (All Black) | 103.89 | 320 | Alternergy | 1640 | 992 | 35 | Black | 9.77 | 41.55 | 15 | 35mm End Clamps - Black | 35mm Mid Clamps - Black | -0.004 | 12 | 25 | BBA 0005/2266 | perlight_320w_plus_60_cell_series_2019_datasheet_web_version.pdf
Q Cells 325W Mono Q Peak Duo G5 Black Frame | 102.97 | 325 | Alternergy | 1685 | 1000 | 32 | Black | 10.14 | 40.4 | 15 | 32mm End Clamps - Black | 32mm Mid Clamps - Black | -0.0039 | 12 | 25
Q Cells 335W Mono Q Peak Duo G6 All Black Frame | 119.3 | 335 | Alternergy | 1740 | 1030 | 32 | Black | 10.47 | 40.41 | 15 | 32mm End Clamps - Black | 32mm Mid Clamps - Black | -0.0039 | 12 | 25
Q Cells 345W Mono Q Peak Duo G6 Black Frame/ White Backsheet | 118.75 | 345 | Alternergy | 1740 | 1030 | 32 | Black | 10.73 | 40.49 | 15 | 32mm End Clamps - Black | 32mm Mid Clamps - Black | -0.0039 | 12 | 25
Sharp NU-AK300B | 85.92 | 300 | Alternergy | 1640 | 992 | 35 | Black | 9.78 | 39.5 | 15 | 35mm End Clamps - Black | 35mm Mid Clamps - Black | -0.0039 | 10 | 25
Sunpower Max2 360W COMM | 140.4 | 360 | Sunpower | 1690 | 1046 | 40 | Silver | 6.5 | 70.6 | 9.5 | 40mm End Clamps - Silver | 40mm Mid Clamps - Silver | -0.0035 | 10 | 25
Sunpower Max2 390W COMM | 187.2 | 390 | Sunpower | 1690 | 1046 | 40 | Silver | 6.46 | 64.9 | 9.5 | 40mm End Clamps - Silver | 40mm Mid Clamps - Silver | -0.0035 | 10 | 25
Sunpower Max3 400W COMM | 204 | 400 | Sunpower | 1690 | 1046 | 40 | Silver | 6.07 | 67.6 | 9.5 | 40mm End Clamps - Silver | 40mm Mid Clamps - Silver | -0.0035 | 10 | 25
Suntech STP 305S-20/Wfb Mono Black | 73.2 | 305 | Alternergy | 1640 | 992 | 35 | Black | 9.8 | 39.8 | 15 | 35mm End Clamps - Black | 35mm Mid Clamps - Black | -0.004 | 12 | 25 | MCS BBA 0198
Suntech STP 330S-20/A60/Wfhb Mono Black PERC | 82.5 | 330 | Alternergy | 1684 | 1002 | 35 | Black | 10.13 | 40.7 | 15 | 35mm End Clamps - Black | 35mm Mid Clamps - Black | -0.004 | 12 | 25
Trina solar Honey Plus 300W Black | 92.3 | 300 | Alternergy | 1650 | 992 | 35 | Black | 9.64 | 39.9 | 15 | 35mm End Clamps - Black | 35mm Mid Clamps - Black | -0.0039 | 10 | 25 | PV0183/1323

## Inverter Prices (hidden)
Inverter | Cost (£) | Efficiency | AC Power (W) | Warranty (Years) | Supplier | Phases | AC Amps | Flex | Singles | AC SWA <5m | AC SWA <30m | AC SWA <60m | AC SWA <90m | AC SWA <120m | Doc | Singles | A | H07RN | 1 Phase A | 3 Phase A | SWA | 1 Phase A | 3 Phase A
Enphase IQ7 60 Cell (cable landscape) micro-inverter | 88.73 | 96.5% | 250 | 25 | Segen | 1 | 1.087 | 2.5 | 6 | [6 empty] | 25 | 104 | 10 | 73 | 64 | 70 |  | 251 | 0.70816 | 173190
Enphase IQ7 60 Cell (cable portrait) micro-inverter | 84.37 | 96.5% | 250 | 25 | Segen | 1 | 1.087 | 2.5 | 6 | [6 empty] | 16 | 79 | 6 | 53 | 47 | 50 |  | 297 | 1.1731 | 204930
Enphase IQ7+ 60 Cell (cable landscape) micro-inverter | 98.52 | 96.5% | 290 | 25 | Segen | 1 | 1.2609 | 2.5 | 6 | [6 empty] | 10 | 59 | 4 | 41 | 36 | 35 |  | 162 | 0.91412 | 111780
Enphase IQ7+ 60 Cell (cable portrait) micro-inverter | 94.16 | 96.5% | 290 | 25 | Segen | 1 | 1.2609 | 2.5 | 6 | [6 empty] | 6 | 43 | 2.5 | 25 | 20 | 25 |  | 131 | 1.0349 | 90390
Solar Edge Power P370 (Standard 60 Cell) Optimiser | 32.31 | 98.8% | 0 | 25 | Alternergy | 1 | 0 | 2.5 | 6 | [11 empty] | 16 | 115 | 99 | 1.222 | 68310
Solar Edge Power P404 (Panasonic 72 Cell) Optimiser | 33.91 | 98.8% | 0 | 25 | Alternergy | 1 | 0 | 2.5 | 6 | [11 empty] | 10 | 90 | 78 | 1.5405 | 53820
Solar Edge Power P405 (Sunpower 96 Cell) Optimiser | 43.09 | 98.8% | 0 | 25 | Alternergy | 1 | 0 | 2.5 | 6 | [11 empty] | 6 | 66 | 56 | 1.8433 | 38640
Solar Edge Power P500 (Sunpower 96 Cell) Optimiser | 29.83 | 98.8% | 0 | 25 | Segen | 1 | 0 | 2.5 | 6 | [11 empty] | 4 | 52 | 44 | 2.1724 | 30360 | 110 | 2.077 | 0.0185
Solar Edge SE16K Inverter | 961 | 97.5% | 16000 | 12 | Alternergy | 3 | 23.1884 | 4 | 6 | 4
Solar Edge SE-17000 Inverter | 1007.17 | 97.5% | 17000 | 12 | Alternergy | 3 | 24.6377 | 4 | 6 | 4
Solar Edge SE2200-ER-01 Inverter | 470.42 | 97.6% | 2200 | 12 | Alternergy | 1 | 9.5652 | 2.5 | 6 | 4
Solar Edge SE3000-ER-01 Inverter | 530.49 | 97.6% | 3000 | 12 | Alternergy | 1 | 13.0435 | 2.5 | 6 | 4
Solar Edge SE3500 Inverter | 609.954 | 97.6% | 3500 | 12 | Alternergy | 1 | 15.2174 | 2.5 | 6 | 4 |  |  |  |  | SolarEdge SE3500H (SOETC00159V2).pdf
Solar Edge SE3680 Inverter | 625.83 | 97.6% | 3680 | 12 | Alternergy | 1 | 16 | 2.5 | 6 | 4
Solar Edge SE4000 Inverter | 570.96 | 97.6% | 4000 | 12 | Alternergy | 1 | 17.3913 | 2.5 | 6 | 4
Solar Edge SE5000 Inverter | 677.52 | 97.6% | 5000 | 12 | Alternergy | 1 | 21.7391 | 2.5 | 6 | 4
Solar Edge SE6000 Inverter | 667.07 | 97.5% | 6000 | 12 | Segen | 1 | 26.087 | 4 | 6 | 4
SolarEdge Compact 1.0kW Extended With M2640 Optimiser | 467.24 | 97.6% | 1000 | 12 | Alternergy | 1 | 4.3478 | 2.5 | 6 | 4
SolarEdge Compact 1.5kW Basic With M2640 Optimiser | 338.55 | 97.6% | 1500 | 12 | Alternergy | 1 | 6.5217 | 2.5 | 6 | 4
SolarEdge Compact 1.5kW Extended With M2640 Optimiser | 483.83 | 97.6% | 1500 | 12 | Alternergy | 1 | 6.5217 | 2.5 | 6 | 4
SolarEdge Compact 2.0kW Basic With M2640 Optimiser | 386.94 | 97.6% | 2000 | 12 | Alternergy | 1 | 8.6957 | 2.5 | 6 | 4
SolarEdge Compact 2.0kW Extended With M2640 Optimiser | 556.63 | 97.6% | 2000 | 12 | Alternergy | 1 | 8.6957 | 2.5 | 6 | 4
Solis 1.00 kW 4G Single Inverter | 186.24 | 97.5% | 1000 | 5 | Alternergy | 1 | 4.3478 | 2.5 | 6 | 4
Solis 1.50 kW 4G Single Inverter | 202.78 | 97.5% | 1500 | 5 | Alternergy | 1 | 6.5217 | 2.5 | 6 | 4
Solis 2.00 kW 4G Single Inverter | 235.62 | 97.5% | 2000 | 5 | Alternergy | 1 | 8.6957 | 2.5 | 6 | 4
Solis 2.50 kW 4G Single Inverter | 251.89 | 97.5% | 2500 | 5 | Alternergy | 1 | 10.8696 | 2.5 | 6 | 4
Solis 3.00 kW 4G Dual Inverter | 339.12 | 97.5% | 3000 | 5 | Alternergy | 1 | 13.0435 | 2.5 | 6 | 4
Solis 3.00 kW 4G Single Inverter | 273.74 | 97.5% | 3000 | 5 | Alternergy | 1 | 13.0435 | 2.5 | 6 | 4
Solis 3.60 kW 4G Dual Inverter | 325.77 | 97.5% | 3600 | 5 | Alternergy | 1 | 15.6522 | 2.5 | 6 | 4
Solis 3.60 kW 4G Single Inverter | 295.57 | 97.5% | 3600 | 5 | Alternergy | 1 | 15.6522 | 2.5 | 6 | 4
Solis 5.00 kW 4G Dual Inverter | 399.1 | 97.5% | 5000 | 5 | Alternergy | 1 | 21.7391 | 2.5 | 6 | 4
Solis 6.00 kW 3 Phase Dual Inverter | 617.22 | 97.5% | 6000 | 5 | Alternergy | 3 | 8.6957 | 2.5 | 6 | 4
Solis 6.00 kW 4G Dual Inverter | 381.74 | 97.5% | 6000 | 5 | Alternergy | 1 | 26.087 | 4 | 6 | 4
Solis 6.00 kW 4G Triple Inverter | 431.92 | 97.5% | 6000 | 5 | Alternergy | 3 | 8.6957 | 2.5 | 6 | 4
Solis 10.00 kW 3 Phase Dual Inverter | 648.79 | 97.5% | 10000 | 5 | Alternergy | 3 | 14.4928 | 2.5 | 6 | 4
Solis 12.00 kW 3 Phase Dual Inverter | 713.33 | 97.5% | 12000 | 5 | Alternergy | 3 | 17.3913 | 2.5 | 6 | 4
Solis 15.00 kW 3 Phase Dual Inverter | 835.37 | 97.5% | 15000 | 5 | Alternergy | 3 | 21.7391 | 4 | 6 | 4
Solis 20.00 kW 3 Phase Dual Inverter | 991 | 97.5% | 20000 | 5 | Segen | 3 | 28.9855 | 4 | 6 | 4
Solis 25.00 kW 3 Phase 5G Triple Inverter | 1212 | 97.5% | 25000 | 5 | Segen | 3 | 36.2319 | 6 | 6 | 4
Solis 30.00 kW 3 Phase 5G Triple Inverter | 1266 | 97.5% | 30000 | 5 | Segen | 3 | 43.4783 | 6 | 10 | 4
Solis 36.00 kW 3 Phase 5G Quad Inverter | 1465 | 97.5% | 36000 | 5 | Segen | 3 | 52.1739 | 10 | 10 | 6
Solis 40.00 kW 3 Phase Quad Inverter | 1647 | 97.5% | 40000 | 5 | Segen | 3 | 57.971 | 10 | 10 | 10
Sunny TRIPOWER 10000TL 20 Inverter | 1381 | 97.7% | 10200 | 5 | Alternergy | 3 | 14.7826 | 2.5 | 6 | 4
Sunny TRIPOWER 12000TL 10 Inverter | 1650 | 97.7% | 12250 | 5 | Alternergy | 3 | 17.7536 | 2.5 | 6 | 4
Sunny TRIPOWER 12000TL 20 Inverter | 1549 | 97.8% | 15340 | 5 | Alternergy | 3 | 22.2319 | 4 | 6 | 4
Sunny TRIPOWER 15000TL 10 Inverter | 2004 | 97.8% | 17410 | 5 | Alternergy | 3 | 25.2319 | 4 | 6 | 4
Sunny TRIPOWER 20 Inverter000TL 30 Inverter | 1968 | 97.8% | 20000 | 5 | Alternergy | 3 | 28.9855 | 4 | 6 | 4
Sunny TRIPOWER 25000TL 30 Inverter | 2255 | 97.8% | 25000 | 5 | Alternergy | 3 | 36.2319 | 6 | 6 | 4
Sunny TRIPOWER 5000TL 20 Inverter | 938 | 97.1% | 5100 | 5 | Alternergy | 3 | 7.3913 | 2.5 | 6 | 4
Sunny TRIPOWER 6000TL 20 Inverter | 1044 | 97.4% | 6125 | 5 | Alternergy | 3 | 8.8768 | 2.5 | 6 | 4
Sunny TRIPOWER 7000TL 20 Inverter | 1133 | 97.5% | 7175 | 5 | Alternergy | 3 | 10.3986 | 2.5 | 6 | 4
Sunny TRIPOWER 8000TL 20 Inverter | 1204 | 97.6% | 8200 | 5 | Alternergy | 3 | 11.8841 | 2.5 | 6 | 4
Sunny TRIPOWER 9000TL 20 Inverter | 1274 | 97.6% | 9225 | 5 | Alternergy | 3 | 13.3696 | 2.5 | 6 | 4
SunnyBoy SB 3600SE-10 (+ Home Manager) Inverter | 3293 | 97.1% | 3680 | 5 | Alternergy | 1 | 16 | 2.5 | 6 | 4
SunnyBoy SB 5000SE-10 (+ Home Manager) Inverter | 3456 | 97.1% | 4600 | 5 | Alternergy | 1 | 20 | 2.5 | 6 | 4
SunnyBoy SB1.5-1VL40 Inverter | 324 | 96.1% | 1500 | 5 | Alternergy | 1 | 6.5217 | 2.5 | 6 | 4
SunnyBoy SB1600TL-10 Inverter | 443.44 | 95% | 1700 | 5 | Alternergy | 1 | 7.3913 | 2.5 | 6 | 4
SunnyBoy SB2.5-1VL40 Inverter | 442 | 96.7% | 2500 | 5 | Alternergy | 1 | 10.8696 | 2.5 | 6 | 4
SunnyBoy SB2000HF-30 Inverter | 543.79 | 96.3% | 2000 | 5 | Alternergy | 1 | 8.6957 | 2.5 | 6 | 4
SunnyBoy SB2100TL Inverter | 508.99 | 96.3% | 2100 | 5 | Alternergy | 1 | 9.1304 | 2.5 | 6 | 4
SunnyBoy SB2500TLST-21 Inverter | 669.03 | 96% | 2650 | 5 | Alternergy | 1 | 11.5217 | 2.5 | 6 | 4
SunnyBoy SB3000HF-30 Inverter | 560.27 | 96.3% | 3000 | 5 | Alternergy | 1 | 13.0435 | 2.5 | 6 | 4
SunnyBoy SB3000TL-21 Dual Inverter | 714.18 | 96% | 3200 | 5 | Alternergy | 1 | 13.913 | 2.5 | 6 | 4
SunnyBoy SB3000TLST-21 Inverter | 703.63 | 96% | 3200 | 5 | Alternergy | 1 | 13.913 | 2.5 | 6 | 4
SunnyBoy SB3600TL-21 Dual Inverter | 720.72 | 96.3% | 3880 | 5 | Alternergy | 1 | 16.8696 | 2.5 | 6 | 4
SunnyBoy SB4000TL-21 Dual Inverter | 761.31 | 96.4% | 4200 | 5 | Alternergy | 1 | 18.2609 | 2.5 | 6 | 4
SunnyBoy SB5000TL-20 Dual Inverter | 870.07 | 96.5% | 5250 | 5 | Alternergy | 1 | 22.8261 | 2.5 | 6 | 4
Tigo Cover (Perlight) Optimiser | 28.43 | 100% | 0 | 5 | Alternergy | 1 | 0 | 6 | 16
Tigo Retrofit Optimiser | 31.41 | 100% | 0 | 5 | Alternergy | 1 | 0 | 6 | 16
Tigo Retrofit Duo Optimiser | 39.67 | 100% | 0 | 5 | Alternergy | 1 | 0 | 6 | 16
Note on A1: Treadlighter Limited: Make sure the description ends with the type of device it is, or merge will not work properly

## Zone-1 (hidden)
Inclination (variation from horizontal) | Orientation (variation from south)
| Slope | 0 | 5 | 10 | 15 | 20 | 25 | 30 | 35 | 40 | 45 | 50 | 55 | 60 | 65 | 70 | 75 | 80 | 85 | 90 | 95 | 100 | 105 | 110 | 115 | 120 | 125 | 130 | 135 | 140 | 145 | 150 | 155 | 160 | 165 | 170 | 175
| 0 | 828 | 828 | 828 | 828 | 828 | 828 | 828 | 828 | 828 | 828 | 828 | 828 | 828 | 828 | 828 | 828 | 828 | 828 | 828 | 828 | 828 | 828 | 828 | 828 | 828 | 828 | 828 | 828 | 828 | 828 | 828 | 828 | 828 | 828 | 828 | 828
| 1 | 835 | 835 | 835 | 835 | 835 | 835 | 834 | 834 | 833 | 833 | 833 | 832 | 831 | 831 | 830 | 830 | 829 | 828 | 828 | 827 | 826 | 826 | 825 | 824 | 824 | 823 | 823 | 822 | 822 | 821 | 821 | 821 | 820 | 820 | 820 | 820
| 2 | 843 | 843 | 843 | 842 | 842 | 841 | 841 | 840 | 839 | 838 | 837 | 836 | 835 | 834 | 833 | 831 | 830 | 829 | 827 | 826 | 825 | 823 | 822 | 821 | 820 | 819 | 818 | 817 | 816 | 815 | 814 | 813 | 813 | 813 | 812 | 812
| 3 | 850 | 850 | 850 | 849 | 849 | 848 | 847 | 846 | 845 | 843 | 842 | 840 | 839 | 837 | 835 | 833 | 831 | 829 | 827 | 825 | 823 | 821 | 819 | 817 | 816 | 814 | 812 | 811 | 809 | 808 | 807 | 806 | 805 | 805 | 804 | 804
| 4 | 857 | 857 | 857 | 856 | 855 | 854 | 853 | 852 | 850 | 848 | 846 | 844 | 842 | 840 | 837 | 835 | 832 | 830 | 827 | 824 | 821 | 819 | 816 | 814 | 811 | 809 | 807 | 805 | 803 | 801 | 800 | 799 | 798 | 797 | 796 | 796
| 5 | 864 | 864 | 864 | 863 | 862 | 861 | 859 | 857 | 855 | 853 | 851 | 848 | 845 | 843 | 839 | 836 | 833 | 830 | 826 | 823 | 820 | 816 | 813 | 810 | 807 | 804 | 802 | 799 | 797 | 795 | 793 | 791 | 790 | 789 | 788 | 788
| 6 | 871 | 871 | 870 | 869 | 868 | 867 | 865 | 863 | 861 | 858 | 855 | 852 | 849 | 845 | 841 | 838 | 834 | 830 | 826 | 822 | 818 | 814 | 810 | 806 | 803 | 799 | 796 | 793 | 790 | 788 | 786 | 784 | 782 | 781 | 780 | 779
| 7 | 878 | 877 | 877 | 876 | 874 | 873 | 871 | 868 | 866 | 862 | 859 | 856 | 852 | 848 | 843 | 839 | 835 | 830 | 825 | 821 | 816 | 811 | 807 | 803 | 798 | 794 | 791 | 787 | 784 | 781 | 778 | 776 | 774 | 773 | 772 | 771
| 8 | 884 | 884 | 883 | 882 | 881 | 879 | 876 | 873 | 870 | 867 | 863 | 859 | 855 | 850 | 845 | 840 | 835 | 830 | 825 | 819 | 814 | 809 | 804 | 799 | 794 | 789 | 785 | 781 | 777 | 774 | 771 | 768 | 766 | 764 | 763 | 762
| 9 | 890 | 890 | 889 | 888 | 886 | 884 | 882 | 878 | 875 | 871 | 867 | 862 | 857 | 852 | 847 | 841 | 836 | 830 | 824 | 818 | 812 | 806 | 800 | 795 | 789 | 784 | 779 | 775 | 770 | 767 | 763 | 760 | 758 | 756 | 755 | 754
| 10 | 896 | 896 | 895 | 894 | 892 | 890 | 887 | 883 | 880 | 875 | 871 | 866 | 860 | 855 | 849 | 842 | 836 | 830 | 823 | 817 | 810 | 803 | 797 | 791 | 785 | 779 | 773 | 768 | 764 | 760 | 756 | 753 | 750 | 748 | 746 | 745
| 11 | 902 | 902 | 901 | 900 | 898 | 895 | 892 | 888 | 884 | 879 | 874 | 869 | 863 | 857 | 850 | 843 | 836 | 829 | 822 | 815 | 808 | 801 | 794 | 787 | 780 | 774 | 768 | 762 | 757 | 752 | 748 | 745 | 742 | 739 | 738 | 737
| 12 | 908 | 908 | 907 | 905 | 903 | 900 | 897 | 893 | 888 | 883 | 878 | 872 | 865 | 859 | 852 | 844 | 837 | 829 | 821 | 813 | 806 | 798 | 790 | 783 | 775 | 769 | 762 | 756 | 750 | 745 | 741 | 737 | 734 | 731 | 729 | 728
| 13 | 914 | 913 | 912 | 910 | 908 | 905 | 901 | 897 | 892 | 887 | 881 | 875 | 868 | 861 | 853 | 845 | 837 | 829 | 820 | 812 | 803 | 795 | 787 | 779 | 771 | 763 | 756 | 750 | 743 | 738 | 733 | 729 | 726 | 723 | 721 | 720
| 14 | 919 | 919 | 917 | 916 | 913 | 910 | 906 | 901 | 896 | 890 | 884 | 877 | 870 | 862 | 854 | 846 | 837 | 828 | 819 | 810 | 801 | 792 | 783 | 774 | 766 | 758 | 750 | 743 | 737 | 731 | 726 | 721 | 717 | 715 | 713 | 711
| 15 | 924 | 924 | 922 | 921 | 918 | 914 | 910 | 905 | 900 | 894 | 887 | 880 | 872 | 864 | 855 | 846 | 837 | 828 | 818 | 809 | 799 | 789 | 780 | 770 | 761 | 753 | 745 | 737 | 730 | 724 | 718 | 713 | 709 | 707 | 704 | 703
| 16 | 929 | 929 | 927 | 925 | 922 | 919 | 914 | 909 | 903 | 897 | 890 | 882 | 874 | 866 | 856 | 847 | 837 | 827 | 817 | 807 | 796 | 786 | 776 | 766 | 757 | 747 | 739 | 731 | 723 | 716 | 711 | 706 | 702 | 698 | 697 | 695
| 17 | 934 | 933 | 932 | 930 | 927 | 923 | 918 | 913 | 907 | 900 | 893 | 885 | 876 | 867 | 857 | 848 | 837 | 827 | 816 | 805 | 794 | 783 | 773 | 762 | 752 | 742 | 733 | 724 | 716 | 709 | 703 | 698 | 694 | 691 | 688 | 687
| 18 | 938 | 938 | 936 | 934 | 931 | 927 | 922 | 917 | 910 | 903 | 895 | 887 | 878 | 868 | 858 | 848 | 837 | 826 | 815 | 803 | 792 | 780 | 769 | 758 | 747 | 737 | 727 | 718 | 710 | 702 | 696 | 690 | 686 | 683 | 680 | 679
| 19 | 943 | 942 | 941 | 938 | 935 | 931 | 926 | 920 | 913 | 906 | 898 | 889 | 879 | 870 | 859 | 848 | 837 | 825 | 813 | 802 | 790 | 777 | 766 | 754 | 742 | 732 | 721 | 712 | 703 | 695 | 688 | 683 | 678 | 675 | 672 | 671
| 20 | 947 | 946 | 945 | 942 | 939 | 935 | 929 | 923 | 916 | 908 | 900 | 891 | 881 | 870 | 859 | 848 | 836 | 824 | 812 | 799 | 787 | 774 | 762 | 750 | 738 | 726 | 716 | 705 | 696 | 688 | 681 | 675 | 671 | 667 | 664 | 663
| 21 | 951 | 950 | 949 | 946 | 943 | 938 | 933 | 926 | 919 | 911 | 902 | 893 | 882 | 871 | 860 | 848 | 836 | 823 | 811 | 798 | 784 | 771 | 758 | 745 | 733 | 721 | 710 | 699 | 690 | 681 | 674 | 668 | 663 | 659 | 657 | 655
| 22 | 954 | 954 | 952 | 950 | 946 | 941 | 936 | 929 | 922 | 913 | 904 | 894 | 883 | 872 | 860 | 848 | 835 | 822 | 809 | 795 | 782 | 768 | 755 | 742 | 729 | 716 | 704 | 693 | 683 | 674 | 667 | 660 | 655 | 651 | 648 | 646
| 23 | 958 | 957 | 956 | 953 | 949 | 944 | 939 | 932 | 924 | 915 | 906 | 896 | 885 | 873 | 861 | 848 | 835 | 821 | 807 | 794 | 779 | 765 | 751 | 737 | 724 | 711 | 698 | 687 | 676 | 667 | 659 | 653 | 648 | 643 | 640 | 638
| 24 | 961 | 961 | 959 | 956 | 952 | 947 | 941 | 934 | 926 | 917 | 907 | 897 | 886 | 873 | 861 | 848 | 834 | 820 | 806 | 791 | 777 | 762 | 748 | 733 | 719 | 706 | 693 | 681 | 670 | 660 | 652 | 645 | 640 | 635 | 632 | 630
| 25 | 964 | 964 | 962 | 959 | 955 | 950 | 944 | 937 | 928 | 919 | 909 | 898 | 886 | 874 | 861 | 847 | 833 | 819 | 804 | 789 | 774 | 759 | 744 | 729 | 714 | 700 | 687 | 675 | 663 | 653 | 645 | 638 | 632 | 627 | 623 | 621
| 26 | 967 | 967 | 965 | 962 | 958 | 953 | 946 | 939 | 930 | 921 | 910 | 899 | 887 | 874 | 861 | 847 | 833 | 818 | 802 | 787 | 772 | 756 | 740 | 725 | 710 | 695 | 682 | 668 | 657 | 646 | 638 | 630 | 624 | 619 | 615 | 614
| 27 | 970 | 969 | 968 | 965 | 960 | 955 | 948 | 941 | 932 | 922 | 911 | 900 | 887 | 874 | 861 | 846 | 831 | 816 | 801 | 785 | 769 | 752 | 737 | 721 | 705 | 690 | 676 | 662 | 650 | 640 | 630 | 623 | 616 | 611 | 608 | 605
| 28 | 972 | 972 | 970 | 967 | 962 | 957 | 950 | 942 | 933 | 923 | 912 | 900 | 888 | 874 | 860 | 845 | 830 | 815 | 799 | 782 | 766 | 749 | 733 | 717 | 701 | 685 | 670 | 656 | 644 | 633 | 623 | 615 | 608 | 603 | 599 | 597
| 29 | 975 | 974 | 972 | 969 | 964 | 959 | 952 | 944 | 935 | 924 | 913 | 901 | 888 | 874 | 860 | 845 | 829 | 813 | 797 | 780 | 763 | 746 | 729 | 712 | 696 | 680 | 665 | 651 | 637 | 626 | 616 | 608 | 600 | 595 | 591 | 589
| 30 | 977 | 976 | 974 | 971 | 966 | 960 | 953 | 945 | 936 | 925 | 914 | 901 | 888 | 874 | 859 | 844 | 828 | 811 | 795 | 777 | 760 | 743 | 725 | 708 | 691 | 675 | 659 | 644 | 631 | 619 | 609 | 600 | 593 | 587 | 583 | 581
| 31 | 979 | 978 | 976 | 973 | 968 | 962 | 955 | 946 | 937 | 926 | 914 | 901 | 888 | 873 | 858 | 843 | 826 | 810 | 792 | 775 | 757 | 739 | 722 | 704 | 687 | 670 | 654 | 639 | 625 | 612 | 602 | 593 | 585 | 579 | 575 | 573
| 32 | 980 | 979 | 977 | 974 | 969 | 963 | 956 | 947 | 937 | 926 | 914 | 901 | 888 | 873 | 857 | 841 | 825 | 808 | 790 | 772 | 754 | 736 | 718 | 700 | 682 | 665 | 648 | 633 | 618 | 606 | 595 | 585 | 577 | 571 | 568 | 565
| 33 | 982 | 981 | 979 | 975 | 970 | 964 | 957 | 948 | 938 | 927 | 914 | 901 | 887 | 872 | 856 | 840 | 823 | 806 | 788 | 769 | 751 | 733 | 714 | 696 | 678 | 660 | 643 | 627 | 612 | 599 | 588 | 578 | 570 | 564 | 560 | 557
| 34 | 983 | 982 | 980 | 976 | 971 | 965 | 957 | 948 | 938 | 927 | 914 | 901 | 886 | 871 | 855 | 838 | 821 | 803 | 785 | 767 | 748 | 729 | 710 | 691 | 673 | 655 | 638 | 621 | 606 | 592 | 581 | 570 | 562 | 556 | 551 | 548
| 35 | 984 | 983 | 981 | 977 | 972 | 966 | 958 | 949 | 938 | 927 | 914 | 900 | 886 | 870 | 854 | 837 | 819 | 801 | 783 | 764 | 745 | 726 | 706 | 687 | 668 | 650 | 632 | 616 | 600 | 586 | 573 | 563 | 555 | 548 | 543 | 540
| 36 | 984 | 984 | 981 | 978 | 973 | 966 | 958 | 949 | 938 | 927 | 914 | 900 | 885 | 869 | 852 | 835 | 817 | 799 | 780 | 761 | 741 | 722 | 702 | 683 | 664 | 645 | 627 | 610 | 594 | 579 | 566 | 556 | 547 | 540 | 535 | 532
| 37 | 985 | 984 | 982 | 978 | 973 | 966 | 958 | 949 | 938 | 926 | 913 | 899 | 884 | 868 | 851 | 833 | 815 | 796 | 777 | 758 | 738 | 718 | 698 | 679 | 659 | 640 | 622 | 604 | 588 | 572 | 560 | 549 | 540 | 533 | 528 | 524
| 38 | 985 | 984 | 982 | 978 | 973 | 966 | 958 | 949 | 938 | 925 | 912 | 898 | 882 | 866 | 849 | 831 | 813 | 794 | 775 | 755 | 734 | 714 | 694 | 674 | 655 | 635 | 616 | 598 | 582 | 566 | 553 | 541 | 532 | 525 | 520 | 517
| 39 | 985 | 984 | 982 | 978 | 973 | 966 | 958 | 948 | 937 | 925 | 911 | 897 | 881 | 864 | 847 | 829 | 810 | 791 | 771 | 751 | 731 | 711 | 690 | 670 | 650 | 630 | 611 | 593 | 576 | 560 | 546 | 534 | 525 | 517 | 512 | 509
| 40 | 985 | 984 | 982 | 978 | 973 | 966 | 957 | 947 | 936 | 924 | 910 | 895 | 879 | 863 | 845 | 827 | 808 | 788 | 768 | 748 | 727 | 707 | 686 | 665 | 645 | 625 | 606 | 587 | 570 | 554 | 539 | 527 | 517 | 510 | 505 | 501
| 41 | 984 | 984 | 981 | 977 | 972 | 965 | 956 | 946 | 935 | 922 | 909 | 894 | 878 | 861 | 843 | 824 | 805 | 785 | 765 | 745 | 724 | 703 | 682 | 661 | 640 | 620 | 601 | 582 | 564 | 547 | 533 | 520 | 510 | 502 | 497 | 494
| 42 | 984 | 983 | 981 | 977 | 971 | 964 | 955 | 945 | 934 | 921 | 907 | 892 | 876 | 858 | 841 | 822 | 802 | 782 | 762 | 741 | 720 | 699 | 677 | 656 | 635 | 615 | 595 | 576 | 558 | 541 | 526 | 513 | 503 | 495 | 489 | 486
| 43 | 983 | 982 | 980 | 976 | 970 | 963 | 954 | 944 | 932 | 919 | 905 | 890 | 873 | 856 | 838 | 819 | 799 | 779 | 758 | 738 | 716 | 695 | 673 | 652 | 631 | 610 | 590 | 571 | 552 | 535 | 520 | 507 | 496 | 488 | 482 | 479
| 44 | 982 | 981 | 979 | 975 | 969 | 962 | 953 | 943 | 931 | 918 | 903 | 888 | 871 | 854 | 835 | 816 | 796 | 776 | 755 | 734 | 712 | 690 | 669 | 647 | 626 | 605 | 585 | 565 | 547 | 529 | 513 | 500 | 489 | 480 | 474 | 471
| 45 | 980 | 980 | 977 | 973 | 967 | 960 | 951 | 941 | 929 | 916 | 901 | 886 | 869 | 851 | 833 | 813 | 793 | 773 | 751 | 730 | 708 | 686 | 664 | 642 | 621 | 600 | 579 | 560 | 541 | 523 | 507 | 493 | 482 | 473 | 467 | 463
| 46 | 979 | 978 | 976 | 971 | 966 | 958 | 949 | 939 | 927 | 914 | 899 | 883 | 866 | 848 | 830 | 810 | 790 | 769 | 748 | 726 | 704 | 682 | 660 | 638 | 616 | 595 | 574 | 554 | 535 | 517 | 501 | 486 | 475 | 466 | 460 | 456
| 47 | 977 | 976 | 974 | 970 | 964 | 956 | 947 | 937 | 925 | 911 | 896 | 880 | 863 | 845 | 826 | 807 | 786 | 765 | 744 | 722 | 700 | 678 | 655 | 633 | 611 | 590 | 569 | 549 | 529 | 511 | 494 | 480 | 468 | 459 | 453 | 448
| 48 | 975 | 974 | 972 | 967 | 962 | 954 | 945 | 934 | 922 | 909 | 894 | 878 | 860 | 842 | 823 | 803 | 783 | 762 | 740 | 718 | 695 | 673 | 651 | 628 | 606 | 585 | 564 | 543 | 524 | 505 | 488 | 474 | 462 | 452 | 445 | 441
| 49 | 973 | 972 | 969 | 965 | 959 | 952 | 943 | 932 | 920 | 906 | 891 | 875 | 857 | 839 | 820 | 800 | 779 | 758 | 736 | 714 | 691 | 668 | 646 | 623 | 601 | 579 | 558 | 538 | 518 | 500 | 482 | 467 | 455 | 446 | 439 | 434
| 50 | 970 | 969 | 967 | 963 | 957 | 949 | 940 | 929 | 917 | 903 | 888 | 871 | 854 | 836 | 816 | 796 | 775 | 754 | 732 | 709 | 687 | 664 | 641 | 618 | 596 | 574 | 553 | 532 | 513 | 494 | 477 | 461 | 448 | 439 | 432 | 427
| 51 | 968 | 967 | 964 | 960 | 954 | 946 | 937 | 926 | 914 | 900 | 885 | 868 | 851 | 832 | 812 | 792 | 771 | 750 | 727 | 705 | 682 | 659 | 636 | 613 | 591 | 569 | 548 | 527 | 507 | 488 | 471 | 455 | 442 | 432 | 425 | 420
| 52 | 965 | 964 | 961 | 957 | 951 | 943 | 934 | 923 | 910 | 896 | 881 | 865 | 847 | 828 | 809 | 788 | 767 | 745 | 723 | 700 | 677 | 654 | 631 | 608 | 586 | 564 | 542 | 521 | 502 | 483 | 465 | 449 | 436 | 426 | 418 | 414
| 53 | 961 | 961 | 958 | 954 | 948 | 940 | 931 | 920 | 907 | 893 | 878 | 861 | 843 | 824 | 805 | 784 | 763 | 741 | 718 | 696 | 673 | 649 | 626 | 603 | 581 | 558 | 537 | 516 | 496 | 477 | 459 | 443 | 430 | 419 | 412 | 407
| 54 | 958 | 957 | 955 | 950 | 944 | 937 | 927 | 916 | 903 | 889 | 874 | 857 | 839 | 820 | 800 | 780 | 758 | 736 | 714 | 691 | 668 | 644 | 621 | 598 | 575 | 553 | 531 | 510 | 490 | 471 | 454 | 437 | 424 | 413 | 405 | 401
| 55 | 954 | 954 | 951 | 947 | 941 | 933 | 923 | 912 | 900 | 885 | 870 | 853 | 835 | 816 | 796 | 775 | 754 | 732 | 709 | 686 | 663 | 639 | 616 | 593 | 570 | 548 | 526 | 505 | 485 | 466 | 448 | 432 | 418 | 407 | 399 | 394
| 56 | 951 | 950 | 947 | 943 | 937 | 929 | 919 | 908 | 895 | 881 | 866 | 849 | 831 | 812 | 792 | 771 | 749 | 727 | 704 | 681 | 658 | 634 | 611 | 588 | 565 | 542 | 520 | 499 | 479 | 460 | 442 | 426 | 412 | 401 | 393 | 388
| 57 | 946 | 946 | 943 | 939 | 933 | 925 | 915 | 904 | 891 | 877 | 861 | 844 | 826 | 807 | 787 | 766 | 744 | 722 | 699 | 676 | 653 | 629 | 606 | 582 | 559 | 537 | 515 | 494 | 474 | 455 | 437 | 420 | 406 | 395 | 387 | 382
| 58 | 942 | 941 | 939 | 934 | 928 | 920 | 911 | 900 | 887 | 872 | 857 | 840 | 822 | 802 | 782 | 761 | 740 | 717 | 694 | 671 | 648 | 624 | 600 | 577 | 554 | 531 | 509 | 488 | 468 | 449 | 431 | 415 | 401 | 389 | 381 | 376
| 59 | 938 | 937 | 934 | 930 | 924 | 916 | 906 | 895 | 882 | 868 | 852 | 835 | 817 | 798 | 777 | 756 | 735 | 712 | 689 | 666 | 642 | 619 | 595 | 572 | 548 | 526 | 504 | 483 | 463 | 443 | 426 | 409 | 395 | 384 | 375 | 370
| 60 | 933 | 932 | 929 | 925 | 919 | 911 | 902 | 890 | 877 | 863 | 847 | 830 | 812 | 793 | 772 | 751 | 729 | 707 | 684 | 661 | 637 | 613 | 590 | 566 | 543 | 520 | 498 | 477 | 457 | 438 | 420 | 404 | 389 | 378 | 370 | 364
| 61 | 928 | 927 | 925 | 920 | 914 | 906 | 897 | 885 | 873 | 858 | 842 | 825 | 807 | 787 | 767 | 746 | 724 | 702 | 679 | 655 | 632 | 608 | 584 | 560 | 537 | 515 | 493 | 472 | 452 | 433 | 415 | 398 | 384 | 372 | 364 | 359
| 62 | 923 | 922 | 919 | 915 | 909 | 901 | 891 | 880 | 867 | 853 | 837 | 820 | 801 | 782 | 762 | 741 | 719 | 696 | 673 | 650 | 626 | 602 | 579 | 555 | 532 | 509 | 487 | 466 | 446 | 427 | 409 | 393 | 379 | 367 | 358 | 353
| 63 | 917 | 916 | 914 | 910 | 904 | 896 | 886 | 875 | 862 | 847 | 832 | 814 | 796 | 777 | 756 | 735 | 713 | 691 | 668 | 644 | 620 | 597 | 573 | 549 | 526 | 503 | 482 | 461 | 440 | 421 | 404 | 388 | 373 | 361 | 353 | 348
| 64 | 912 | 911 | 908 | 904 | 898 | 890 | 881 | 869 | 856 | 842 | 826 | 808 | 790 | 771 | 751 | 730 | 708 | 685 | 662 | 638 | 615 | 591 | 567 | 544 | 521 | 498 | 476 | 455 | 435 | 416 | 398 | 382 | 368 | 356 | 348 | 342
| 65 | 906 | 905 | 902 | 898 | 892 | 884 | 875 | 864 | 851 | 836 | 820 | 803 | 785 | 765 | 745 | 724 | 702 | 679 | 656 | 633 | 609 | 585 | 561 | 538 | 515 | 492 | 470 | 449 | 429 | 411 | 393 | 377 | 363 | 351 | 342 | 337
| 66 | 900 | 899 | 896 | 892 | 886 | 878 | 869 | 858 | 845 | 830 | 814 | 797 | 779 | 759 | 739 | 718 | 696 | 673 | 650 | 627 | 603 | 579 | 556 | 532 | 509 | 486 | 465 | 444 | 424 | 405 | 387 | 371 | 357 | 346 | 337 | 332
| 67 | 893 | 893 | 890 | 886 | 880 | 872 | 863 | 851 | 839 | 824 | 808 | 791 | 773 | 753 | 733 | 712 | 690 | 667 | 645 | 621 | 597 | 574 | 550 | 526 | 503 | 481 | 459 | 438 | 418 | 400 | 382 | 366 | 352 | 341 | 332 | 327
| 68 | 887 | 886 | 884 | 879 | 873 | 866 | 856 | 845 | 832 | 818 | 802 | 785 | 767 | 747 | 727 | 706 | 684 | 661 | 639 | 615 | 591 | 568 | 544 | 520 | 497 | 475 | 453 | 433 | 413 | 394 | 377 | 361 | 347 | 336 | 327 | 322
| 69 | 880 | 879 | 877 | 873 | 867 | 859 | 850 | 839 | 826 | 811 | 796 | 778 | 761 | 741 | 721 | 700 | 678 | 655 | 632 | 609 | 585 | 562 | 538 | 515 | 492 | 469 | 448 | 427 | 407 | 389 | 372 | 356 | 342 | 331 | 322 | 317
| 70 | 873 | 873 | 870 | 866 | 860 | 852 | 843 | 832 | 819 | 805 | 789 | 772 | 754 | 735 | 714 | 693 | 671 | 649 | 626 | 603 | 579 | 556 | 532 | 509 | 486 | 463 | 442 | 421 | 402 | 383 | 366 | 350 | 337 | 326 | 317 | 312
| 71 | 866 | 865 | 863 | 859 | 853 | 846 | 836 | 825 | 812 | 798 | 782 | 765 | 747 | 728 | 708 | 687 | 665 | 643 | 620 | 596 | 573 | 550 | 526 | 503 | 480 | 458 | 436 | 416 | 396 | 378 | 361 | 346 | 332 | 321 | 313 | 307
| 72 | 859 | 858 | 856 | 852 | 846 | 838 | 829 | 818 | 805 | 791 | 775 | 759 | 740 | 721 | 701 | 680 | 659 | 636 | 614 | 590 | 567 | 543 | 520 | 497 | 474 | 452 | 431 | 410 | 391 | 373 | 356 | 340 | 327 | 316 | 308 | 303
| 73 | 852 | 851 | 848 | 844 | 838 | 831 | 822 | 811 | 798 | 784 | 768 | 752 | 734 | 715 | 695 | 674 | 652 | 630 | 607 | 584 | 561 | 537 | 514 | 491 | 468 | 446 | 425 | 404 | 385 | 367 | 350 | 335 | 322 | 311 | 303 | 298
| 74 | 844 | 843 | 841 | 837 | 831 | 823 | 814 | 803 | 791 | 777 | 761 | 745 | 726 | 708 | 688 | 667 | 645 | 623 | 601 | 577 | 554 | 531 | 508 | 485 | 462 | 441 | 419 | 399 | 380 | 362 | 345 | 330 | 317 | 306 | 298 | 293
| 75 | 836 | 835 | 833 | 829 | 823 | 816 | 807 | 796 | 783 | 769 | 754 | 737 | 719 | 700 | 681 | 660 | 639 | 616 | 594 | 571 | 548 | 525 | 502 | 479 | 456 | 434 | 413 | 393 | 374 | 357 | 340 | 325 | 312 | 301 | 294 | 288
| 76 | 828 | 827 | 825 | 821 | 815 | 808 | 799 | 788 | 776 | 762 | 747 | 730 | 712 | 693 | 673 | 653 | 632 | 610 | 587 | 565 | 541 | 518 | 495 | 472 | 450 | 428 | 408 | 388 | 369 | 351 | 335 | 320 | 307 | 297 | 289 | 284
| 77 | 819 | 819 | 816 | 812 | 807 | 800 | 791 | 780 | 768 | 754 | 739 | 722 | 705 | 686 | 666 | 645 | 625 | 603 | 580 | 558 | 535 | 512 | 489 | 466 | 444 | 423 | 402 | 382 | 364 | 346 | 330 | 315 | 303 | 292 | 284 | 280
| 78 | 811 | 810 | 808 | 804 | 799 | 791 | 783 | 772 | 760 | 746 | 731 | 715 | 697 | 679 | 659 | 639 | 617 | 596 | 574 | 551 | 528 | 506 | 483 | 460 | 438 | 417 | 397 | 377 | 358 | 341 | 325 | 310 | 298 | 287 | 279 | 275
| 79 | 802 | 801 | 799 | 795 | 790 | 783 | 774 | 764 | 752 | 738 | 723 | 707 | 690 | 671 | 652 | 632 | 611 | 589 | 567 | 544 | 521 | 499 | 476 | 454 | 432 | 411 | 390 | 371 | 352 | 335 | 320 | 305 | 293 | 283 | 275 | 270
| 80 | 793 | 793 | 790 | 787 | 781 | 774 | 766 | 756 | 743 | 730 | 715 | 699 | 682 | 663 | 644 | 625 | 604 | 582 | 560 | 538 | 515 | 492 | 470 | 448 | 426 | 405 | 385 | 366 | 347 | 330 | 314 | 300 | 288 | 278 | 271 | 266
| 81 | 784 | 784 | 781 | 778 | 772 | 765 | 757 | 747 | 735 | 722 | 707 | 691 | 674 | 656 | 637 | 617 | 597 | 575 | 553 | 531 | 509 | 486 | 464 | 442 | 420 | 399 | 379 | 360 | 342 | 325 | 309 | 296 | 283 | 274 | 266 | 262
| 82 | 775 | 774 | 772 | 769 | 763 | 757 | 748 | 738 | 726 | 713 | 699 | 683 | 666 | 648 | 629 | 609 | 588 | 568 | 546 | 524 | 502 | 479 | 457 | 435 | 414 | 393 | 373 | 355 | 336 | 320 | 304 | 291 | 279 | 269 | 262 | 257
| 83 | 765 | 765 | 763 | 759 | 754 | 748 | 739 | 729 | 718 | 705 | 691 | 675 | 658 | 640 | 621 | 602 | 581 | 560 | 539 | 517 | 495 | 473 | 451 | 429 | 408 | 387 | 368 | 349 | 331 | 315 | 300 | 286 | 274 | 265 | 257 | 253
| 84 | 756 | 755 | 753 | 750 | 745 | 738 | 730 | 721 | 709 | 696 | 682 | 666 | 650 | 632 | 613 | 594 | 574 | 553 | 531 | 510 | 488 | 466 | 445 | 423 | 402 | 381 | 362 | 343 | 326 | 310 | 295 | 281 | 270 | 260 | 253 | 249
| 85 | 746 | 745 | 743 | 740 | 735 | 729 | 721 | 711 | 700 | 687 | 673 | 658 | 642 | 624 | 605 | 586 | 566 | 546 | 524 | 503 | 481 | 460 | 438 | 417 | 396 | 376 | 356 | 338 | 321 | 304 | 290 | 277 | 265 | 256 | 249 | 245
| 86 | 736 | 736 | 733 | 730 | 725 | 719 | 711 | 702 | 691 | 678 | 664 | 649 | 633 | 616 | 597 | 578 | 558 | 539 | 517 | 496 | 474 | 453 | 431 | 410 | 390 | 370 | 351 | 332 | 315 | 299 | 285 | 272 | 260 | 251 | 245 | 240
| 87 | 726 | 725 | 724 | 720 | 716 | 709 | 702 | 692 | 682 | 669 | 656 | 640 | 624 | 607 | 590 | 570 | 551 | 531 | 510 | 489 | 467 | 446 | 425 | 404 | 383 | 364 | 345 | 327 | 310 | 294 | 280 | 267 | 256 | 247 | 240 | 236
| 88 | 716 | 715 | 713 | 710 | 706 | 700 | 692 | 683 | 672 | 660 | 647 | 632 | 616 | 599 | 581 | 563 | 543 | 523 | 502 | 482 | 461 | 439 | 419 | 398 | 378 | 358 | 339 | 322 | 305 | 290 | 275 | 262 | 251 | 243 | 236 | 232
| 89 | 705 | 705 | 703 | 700 | 696 | 689 | 682 | 673 | 663 | 651 | 637 | 623 | 607 | 591 | 573 | 554 | 535 | 515 | 495 | 474 | 454 | 433 | 412 | 392 | 372 | 352 | 334 | 316 | 300 | 285 | 270 | 258 | 247 | 238 | 232 | 228
| 90 | 695 | 694 | 692 | 689 | 685 | 679 | 672 | 663 | 653 | 641 | 628 | 614 | 599 | 582 | 565 | 546 | 527 | 508 | 488 | 467 | 447 | 426 | 405 | 385 | 365 | 346 | 328 | 311 | 295 | 280 | 266 | 253 | 242 | 234 | 228 | 224

## Zone-2 (hidden)
Inclination (variation from horizontal) | Orientation (variation from south)
| Slope | 0 | 5 | 10 | 15 | 20 | 25 | 30 | 35 | 40 | 45 | 50 | 55 | 60 | 65 | 70 | 75 | 80 | 85 | 90 | 95 | 100 | 105 | 110 | 115 | 120 | 125 | 130 | 135 | 140 | 145 | 150 | 155 | 160 | 165 | 170 | 175
| 0 | 938 | 938 | 938 | 938 | 938 | 938 | 938 | 938 | 938 | 938 | 938 | 938 | 938 | 938 | 938 | 938 | 938 | 938 | 938 | 938 | 938 | 938 | 938 | 938 | 938 | 938 | 938 | 938 | 938 | 938 | 938 | 938 | 938 | 938 | 938 | 938
| 1 | 947 | 947 | 947 | 946 | 946 | 946 | 945 | 945 | 944 | 944 | 943 | 943 | 942 | 941 | 940 | 940 | 939 | 938 | 937 | 936 | 936 | 935 | 934 | 933 | 932 | 932 | 931 | 930 | 930 | 929 | 929 | 929 | 928 | 928 | 928 | 928
| 2 | 956 | 956 | 956 | 955 | 955 | 954 | 953 | 952 | 951 | 950 | 949 | 948 | 946 | 945 | 943 | 942 | 940 | 939 | 937 | 935 | 934 | 932 | 930 | 929 | 927 | 926 | 925 | 924 | 922 | 921 | 920 | 920 | 919 | 919 | 918 | 918
| 3 | 965 | 965 | 964 | 964 | 963 | 962 | 961 | 960 | 958 | 957 | 955 | 953 | 951 | 949 | 946 | 944 | 941 | 939 | 937 | 934 | 932 | 929 | 927 | 925 | 922 | 920 | 918 | 916 | 915 | 913 | 912 | 911 | 910 | 909 | 908 | 908
| 4 | 974 | 973 | 973 | 972 | 971 | 970 | 969 | 967 | 965 | 963 | 960 | 958 | 955 | 952 | 949 | 946 | 943 | 939 | 936 | 933 | 929 | 926 | 923 | 920 | 917 | 914 | 912 | 909 | 907 | 905 | 903 | 901 | 900 | 899 | 898 | 898
| 5 | 982 | 982 | 981 | 981 | 979 | 978 | 976 | 974 | 971 | 969 | 966 | 962 | 959 | 955 | 952 | 948 | 944 | 940 | 935 | 931 | 927 | 923 | 919 | 915 | 912 | 908 | 905 | 902 | 899 | 896 | 894 | 892 | 891 | 889 | 888 | 888
| 6 | 990 | 990 | 990 | 989 | 987 | 985 | 983 | 980 | 978 | 974 | 971 | 967 | 963 | 958 | 954 | 949 | 944 | 940 | 935 | 930 | 925 | 920 | 915 | 911 | 906 | 902 | 898 | 894 | 891 | 888 | 885 | 883 | 881 | 879 | 878 | 877
| 7 | 999 | 998 | 998 | 996 | 995 | 993 | 990 | 987 | 984 | 980 | 976 | 971 | 967 | 961 | 956 | 951 | 945 | 940 | 934 | 928 | 922 | 917 | 911 | 906 | 901 | 896 | 891 | 887 | 883 | 879 | 876 | 873 | 871 | 869 | 868 | 867
| 8 | 1006 | 1006 | 1005 | 1004 | 1002 | 1000 | 997 | 993 | 990 | 985 | 981 | 976 | 970 | 964 | 958 | 952 | 946 | 939 | 933 | 926 | 920 | 913 | 907 | 901 | 895 | 889 | 884 | 879 | 874 | 870 | 867 | 863 | 861 | 859 | 857 | 856
| 9 | 1014 | 1014 | 1013 | 1011 | 1009 | 1007 | 1003 | 1000 | 995 | 990 | 985 | 980 | 974 | 967 | 961 | 954 | 947 | 939 | 932 | 925 | 917 | 910 | 903 | 896 | 889 | 883 | 877 | 871 | 866 | 861 | 857 | 854 | 851 | 848 | 847 | 846
| 10 | 1022 | 1021 | 1020 | 1019 | 1016 | 1013 | 1010 | 1006 | 1001 | 996 | 990 | 983 | 977 | 970 | 962 | 955 | 947 | 939 | 931 | 923 | 915 | 906 | 899 | 891 | 883 | 876 | 870 | 863 | 858 | 853 | 848 | 844 | 841 | 838 | 836 | 835
| 11 | 1029 | 1029 | 1027 | 1026 | 1023 | 1020 | 1016 | 1011 | 1006 | 1000 | 994 | 987 | 980 | 972 | 964 | 956 | 947 | 939 | 930 | 921 | 912 | 903 | 894 | 886 | 878 | 870 | 862 | 856 | 849 | 843 | 838 | 834 | 830 | 828 | 826 | 824
| 12 | 1036 | 1036 | 1034 | 1032 | 1030 | 1026 | 1022 | 1017 | 1011 | 1005 | 998 | 991 | 983 | 975 | 966 | 957 | 948 | 938 | 929 | 919 | 909 | 899 | 890 | 881 | 872 | 863 | 855 | 848 | 841 | 834 | 829 | 824 | 820 | 817 | 815 | 814
| 13 | 1043 | 1042 | 1041 | 1039 | 1036 | 1032 | 1028 | 1022 | 1016 | 1010 | 1002 | 994 | 986 | 977 | 968 | 958 | 948 | 938 | 927 | 917 | 906 | 896 | 886 | 876 | 866 | 857 | 848 | 840 | 832 | 825 | 819 | 814 | 810 | 807 | 804 | 803
| 14 | 1049 | 1049 | 1047 | 1045 | 1042 | 1038 | 1033 | 1028 | 1021 | 1014 | 1006 | 998 | 989 | 979 | 969 | 959 | 948 | 937 | 926 | 915 | 903 | 892 | 881 | 870 | 860 | 850 | 840 | 832 | 824 | 816 | 810 | 804 | 800 | 796 | 794 | 792
| 15 | 1056 | 1055 | 1054 | 1051 | 1048 | 1044 | 1039 | 1033 | 1026 | 1018 | 1010 | 1001 | 991 | 981 | 971 | 960 | 948 | 936 | 925 | 912 | 901 | 889 | 877 | 865 | 854 | 843 | 833 | 824 | 815 | 807 | 800 | 795 | 790 | 786 | 783 | 782
| 16 | 1062 | 1061 | 1060 | 1057 | 1054 | 1049 | 1044 | 1037 | 1030 | 1022 | 1013 | 1004 | 994 | 983 | 972 | 960 | 948 | 936 | 923 | 910 | 898 | 885 | 872 | 860 | 848 | 837 | 826 | 816 | 807 | 798 | 791 | 785 | 780 | 776 | 773 | 771
| 17 | 1068 | 1067 | 1065 | 1063 | 1059 | 1054 | 1049 | 1042 | 1035 | 1026 | 1017 | 1007 | 996 | 985 | 973 | 961 | 948 | 935 | 922 | 908 | 895 | 881 | 868 | 855 | 842 | 830 | 819 | 808 | 798 | 789 | 782 | 775 | 770 | 766 | 763 | 761
| 18 | 1073 | 1073 | 1071 | 1068 | 1064 | 1059 | 1053 | 1046 | 1038 | 1030 | 1020 | 1010 | 998 | 987 | 974 | 961 | 948 | 934 | 920 | 906 | 892 | 877 | 863 | 850 | 836 | 823 | 811 | 800 | 789 | 780 | 772 | 765 | 760 | 756 | 752 | 751
| 19 | 1078 | 1078 | 1076 | 1073 | 1069 | 1064 | 1058 | 1051 | 1042 | 1033 | 1023 | 1012 | 1000 | 988 | 975 | 961 | 948 | 933 | 918 | 904 | 889 | 874 | 859 | 844 | 830 | 817 | 804 | 792 | 781 | 771 | 763 | 756 | 750 | 746 | 743 | 741
| 20 | 1084 | 1083 | 1081 | 1078 | 1074 | 1069 | 1062 | 1055 | 1046 | 1036 | 1026 | 1014 | 1002 | 989 | 976 | 962 | 947 | 932 | 917 | 901 | 886 | 870 | 854 | 839 | 824 | 810 | 797 | 784 | 773 | 762 | 754 | 746 | 740 | 736 | 732 | 730
| 21 | 1088 | 1088 | 1086 | 1083 | 1079 | 1073 | 1066 | 1058 | 1049 | 1039 | 1029 | 1017 | 1004 | 990 | 977 | 962 | 947 | 931 | 915 | 899 | 883 | 866 | 850 | 834 | 819 | 804 | 790 | 776 | 764 | 753 | 744 | 737 | 731 | 726 | 722 | 720
| 22 | 1093 | 1092 | 1090 | 1087 | 1083 | 1077 | 1070 | 1062 | 1053 | 1042 | 1031 | 1019 | 1005 | 992 | 977 | 962 | 946 | 930 | 913 | 897 | 879 | 863 | 846 | 829 | 813 | 797 | 782 | 768 | 756 | 745 | 735 | 727 | 721 | 715 | 712 | 710
| 23 | 1098 | 1097 | 1095 | 1091 | 1087 | 1081 | 1074 | 1065 | 1056 | 1045 | 1033 | 1021 | 1007 | 992 | 977 | 962 | 945 | 929 | 911 | 894 | 876 | 859 | 841 | 824 | 807 | 791 | 775 | 761 | 748 | 736 | 726 | 718 | 711 | 706 | 701 | 699
| 24 | 1102 | 1101 | 1099 | 1095 | 1091 | 1084 | 1077 | 1068 | 1058 | 1047 | 1035 | 1022 | 1008 | 993 | 978 | 962 | 945 | 927 | 910 | 891 | 873 | 855 | 836 | 819 | 801 | 784 | 768 | 753 | 739 | 727 | 717 | 708 | 701 | 695 | 691 | 688
| 25 | 1105 | 1105 | 1103 | 1099 | 1094 | 1088 | 1080 | 1071 | 1061 | 1050 | 1037 | 1024 | 1009 | 994 | 978 | 961 | 944 | 926 | 907 | 889 | 870 | 851 | 832 | 814 | 796 | 778 | 761 | 745 | 731 | 719 | 708 | 699 | 691 | 685 | 680 | 678
| 26 | 1109 | 1108 | 1106 | 1103 | 1097 | 1091 | 1083 | 1074 | 1063 | 1052 | 1039 | 1025 | 1010 | 994 | 978 | 961 | 943 | 924 | 905 | 886 | 867 | 848 | 828 | 809 | 790 | 772 | 754 | 738 | 723 | 710 | 699 | 689 | 681 | 675 | 670 | 667
| 27 | 1112 | 1112 | 1109 | 1106 | 1101 | 1094 | 1086 | 1076 | 1066 | 1053 | 1040 | 1026 | 1011 | 995 | 978 | 960 | 941 | 923 | 903 | 883 | 863 | 843 | 823 | 803 | 784 | 765 | 747 | 730 | 714 | 701 | 689 | 680 | 671 | 664 | 660 | 658
| 28 | 1115 | 1115 | 1112 | 1109 | 1103 | 1096 | 1088 | 1078 | 1067 | 1055 | 1042 | 1027 | 1011 | 995 | 977 | 959 | 940 | 921 | 901 | 881 | 860 | 840 | 819 | 799 | 778 | 759 | 740 | 723 | 707 | 692 | 680 | 670 | 661 | 654 | 650 | 647
| 29 | 1118 | 1118 | 1115 | 1111 | 1106 | 1099 | 1090 | 1081 | 1069 | 1057 | 1043 | 1028 | 1012 | 995 | 977 | 959 | 939 | 919 | 899 | 878 | 857 | 835 | 815 | 793 | 773 | 753 | 733 | 715 | 698 | 684 | 671 | 660 | 651 | 644 | 640 | 636
| 30 | 1121 | 1120 | 1118 | 1114 | 1108 | 1101 | 1092 | 1082 | 1071 | 1058 | 1044 | 1028 | 1012 | 994 | 976 | 957 | 937 | 917 | 896 | 875 | 853 | 832 | 810 | 788 | 767 | 747 | 727 | 708 | 690 | 675 | 662 | 651 | 641 | 635 | 629 | 626
| 31 | 1123 | 1122 | 1120 | 1116 | 1110 | 1103 | 1094 | 1084 | 1072 | 1059 | 1044 | 1029 | 1012 | 994 | 976 | 956 | 936 | 915 | 894 | 872 | 850 | 828 | 806 | 783 | 762 | 740 | 720 | 700 | 683 | 667 | 653 | 641 | 632 | 624 | 619 | 617
| 32 | 1125 | 1124 | 1122 | 1118 | 1112 | 1105 | 1096 | 1085 | 1073 | 1060 | 1045 | 1029 | 1012 | 994 | 975 | 955 | 934 | 913 | 891 | 869 | 846 | 824 | 801 | 778 | 756 | 734 | 713 | 693 | 675 | 658 | 644 | 632 | 622 | 614 | 609 | 606
| 33 | 1127 | 1126 | 1124 | 1119 | 1114 | 1106 | 1097 | 1086 | 1074 | 1060 | 1045 | 1029 | 1011 | 993 | 974 | 953 | 932 | 911 | 889 | 866 | 843 | 820 | 796 | 773 | 750 | 728 | 707 | 686 | 667 | 650 | 635 | 623 | 612 | 605 | 600 | 596
| 34 | 1128 | 1128 | 1125 | 1121 | 1115 | 1107 | 1098 | 1087 | 1074 | 1060 | 1045 | 1029 | 1011 | 992 | 972 | 952 | 930 | 908 | 885 | 863 | 839 | 815 | 792 | 768 | 745 | 722 | 700 | 679 | 659 | 642 | 626 | 614 | 603 | 595 | 589 | 585
| 35 | 1130 | 1129 | 1126 | 1122 | 1116 | 1108 | 1098 | 1087 | 1075 | 1060 | 1045 | 1028 | 1010 | 991 | 971 | 950 | 928 | 906 | 883 | 859 | 835 | 811 | 787 | 763 | 739 | 716 | 693 | 672 | 652 | 633 | 618 | 604 | 594 | 585 | 579 | 575
| 36 | 1131 | 1130 | 1127 | 1123 | 1117 | 1109 | 1099 | 1088 | 1075 | 1061 | 1045 | 1028 | 1009 | 990 | 969 | 948 | 926 | 903 | 880 | 856 | 832 | 807 | 782 | 758 | 734 | 710 | 687 | 665 | 644 | 625 | 609 | 595 | 584 | 575 | 569 | 565
| 37 | 1131 | 1130 | 1128 | 1123 | 1117 | 1109 | 1099 | 1088 | 1075 | 1060 | 1044 | 1027 | 1008 | 988 | 968 | 946 | 924 | 900 | 877 | 852 | 828 | 803 | 778 | 753 | 728 | 704 | 681 | 658 | 637 | 617 | 601 | 586 | 575 | 566 | 559 | 555
| 38 | 1132 | 1131 | 1128 | 1124 | 1117 | 1109 | 1099 | 1088 | 1074 | 1059 | 1043 | 1026 | 1007 | 987 | 966 | 944 | 921 | 897 | 873 | 849 | 824 | 799 | 773 | 748 | 723 | 698 | 674 | 651 | 629 | 610 | 592 | 577 | 565 | 556 | 549 | 545
| 39 | 1132 | 1131 | 1128 | 1124 | 1117 | 1109 | 1099 | 1087 | 1074 | 1059 | 1042 | 1025 | 1005 | 985 | 964 | 941 | 918 | 895 | 870 | 845 | 820 | 794 | 768 | 743 | 717 | 692 | 668 | 645 | 622 | 601 | 584 | 569 | 556 | 546 | 540 | 535
| 40 | 1132 | 1131 | 1128 | 1123 | 1117 | 1109 | 1099 | 1087 | 1073 | 1058 | 1041 | 1023 | 1004 | 983 | 961 | 939 | 916 | 891 | 866 | 841 | 816 | 789 | 763 | 737 | 712 | 686 | 662 | 638 | 615 | 594 | 576 | 560 | 547 | 537 | 530 | 526
| 41 | 1131 | 1130 | 1128 | 1123 | 1116 | 1108 | 1098 | 1086 | 1072 | 1057 | 1040 | 1021 | 1002 | 981 | 959 | 936 | 912 | 888 | 863 | 837 | 811 | 785 | 759 | 732 | 706 | 681 | 655 | 631 | 608 | 586 | 567 | 551 | 538 | 528 | 521 | 517
| 42 | 1131 | 1130 | 1127 | 1122 | 1116 | 1107 | 1097 | 1085 | 1071 | 1055 | 1038 | 1019 | 1000 | 979 | 957 | 933 | 910 | 885 | 859 | 833 | 807 | 780 | 754 | 727 | 701 | 675 | 649 | 625 | 601 | 579 | 559 | 543 | 529 | 518 | 511 | 507
| 43 | 1130 | 1129 | 1126 | 1121 | 1115 | 1106 | 1095 | 1083 | 1069 | 1053 | 1036 | 1017 | 997 | 976 | 954 | 930 | 906 | 881 | 855 | 829 | 803 | 776 | 749 | 722 | 695 | 669 | 643 | 618 | 594 | 572 | 551 | 535 | 520 | 509 | 502 | 498
| 44 | 1128 | 1127 | 1125 | 1120 | 1113 | 1104 | 1094 | 1081 | 1067 | 1051 | 1034 | 1015 | 995 | 973 | 951 | 927 | 903 | 878 | 852 | 825 | 798 | 771 | 744 | 717 | 690 | 663 | 637 | 612 | 588 | 565 | 544 | 526 | 512 | 501 | 492 | 488
| 45 | 1127 | 1126 | 1123 | 1118 | 1111 | 1103 | 1092 | 1080 | 1065 | 1049 | 1032 | 1013 | 992 | 971 | 948 | 924 | 899 | 874 | 848 | 821 | 794 | 766 | 739 | 711 | 684 | 657 | 631 | 606 | 581 | 557 | 536 | 518 | 503 | 492 | 483 | 479
| 46 | 1125 | 1124 | 1121 | 1116 | 1110 | 1101 | 1090 | 1077 | 1063 | 1047 | 1029 | 1010 | 989 | 967 | 944 | 921 | 896 | 870 | 843 | 817 | 789 | 761 | 734 | 706 | 678 | 651 | 625 | 599 | 574 | 551 | 529 | 510 | 495 | 483 | 474 | 469
| 47 | 1123 | 1122 | 1119 | 1114 | 1107 | 1099 | 1088 | 1075 | 1060 | 1044 | 1026 | 1007 | 986 | 964 | 941 | 917 | 892 | 866 | 839 | 812 | 784 | 756 | 728 | 700 | 673 | 645 | 619 | 593 | 568 | 544 | 521 | 502 | 487 | 474 | 466 | 460
| 48 | 1121 | 1120 | 1117 | 1112 | 1105 | 1096 | 1085 | 1072 | 1058 | 1041 | 1023 | 1004 | 983 | 961 | 937 | 913 | 888 | 862 | 835 | 807 | 779 | 751 | 723 | 695 | 667 | 639 | 613 | 586 | 561 | 537 | 514 | 495 | 479 | 466 | 457 | 451
| 49 | 1118 | 1117 | 1114 | 1109 | 1102 | 1093 | 1082 | 1070 | 1055 | 1038 | 1020 | 1000 | 979 | 957 | 934 | 909 | 884 | 857 | 830 | 803 | 774 | 746 | 718 | 689 | 661 | 633 | 606 | 580 | 555 | 530 | 507 | 487 | 471 | 458 | 449 | 443
| 50 | 1115 | 1114 | 1111 | 1106 | 1099 | 1090 | 1079 | 1066 | 1052 | 1035 | 1017 | 997 | 976 | 953 | 930 | 905 | 879 | 853 | 826 | 798 | 769 | 741 | 712 | 684 | 655 | 628 | 600 | 574 | 548 | 524 | 501 | 480 | 463 | 450 | 440 | 435
| 51 | 1112 | 1111 | 1108 | 1103 | 1096 | 1087 | 1076 | 1063 | 1048 | 1031 | 1013 | 993 | 972 | 949 | 925 | 901 | 875 | 848 | 821 | 793 | 764 | 736 | 707 | 678 | 650 | 622 | 594 | 568 | 542 | 517 | 494 | 473 | 455 | 442 | 432 | 426
| 52 | 1109 | 1108 | 1105 | 1100 | 1093 | 1084 | 1072 | 1059 | 1044 | 1028 | 1009 | 989 | 968 | 945 | 921 | 896 | 870 | 843 | 816 | 788 | 759 | 730 | 701 | 672 | 644 | 616 | 588 | 561 | 536 | 511 | 487 | 466 | 448 | 434 | 425 | 418
| 53 | 1105 | 1104 | 1101 | 1096 | 1089 | 1080 | 1069 | 1056 | 1041 | 1024 | 1005 | 985 | 964 | 941 | 917 | 892 | 865 | 838 | 811 | 782 | 754 | 725 | 696 | 667 | 638 | 610 | 582 | 555 | 529 | 505 | 481 | 459 | 441 | 427 | 417 | 411
| 54 | 1101 | 1100 | 1097 | 1092 | 1085 | 1076 | 1065 | 1051 | 1036 | 1019 | 1001 | 981 | 959 | 936 | 912 | 887 | 860 | 833 | 806 | 777 | 748 | 719 | 690 | 661 | 632 | 604 | 576 | 549 | 523 | 498 | 475 | 453 | 434 | 419 | 409 | 403
| 55 | 1097 | 1096 | 1093 | 1088 | 1081 | 1071 | 1060 | 1047 | 1032 | 1015 | 996 | 976 | 954 | 931 | 907 | 882 | 855 | 828 | 800 | 772 | 743 | 714 | 684 | 655 | 626 | 598 | 570 | 543 | 517 | 492 | 468 | 446 | 427 | 412 | 402 | 396
| 56 | 1092 | 1091 | 1088 | 1083 | 1076 | 1067 | 1056 | 1042 | 1027 | 1010 | 992 | 971 | 949 | 926 | 902 | 877 | 850 | 823 | 795 | 766 | 737 | 708 | 678 | 649 | 620 | 591 | 564 | 537 | 511 | 486 | 462 | 440 | 421 | 406 | 395 | 388
| 57 | 1087 | 1086 | 1083 | 1078 | 1071 | 1062 | 1051 | 1038 | 1022 | 1005 | 987 | 966 | 944 | 921 | 897 | 871 | 845 | 818 | 789 | 761 | 732 | 702 | 673 | 643 | 614 | 585 | 558 | 530 | 504 | 479 | 456 | 434 | 415 | 399 | 388 | 381
| 58 | 1082 | 1081 | 1078 | 1073 | 1066 | 1057 | 1046 | 1033 | 1017 | 1000 | 981 | 961 | 939 | 916 | 892 | 866 | 839 | 812 | 784 | 755 | 726 | 696 | 667 | 637 | 608 | 579 | 551 | 524 | 498 | 473 | 450 | 428 | 409 | 393 | 381 | 375
| 59 | 1077 | 1076 | 1073 | 1068 | 1061 | 1052 | 1040 | 1027 | 1012 | 995 | 976 | 956 | 934 | 910 | 886 | 860 | 834 | 806 | 778 | 749 | 720 | 690 | 661 | 631 | 602 | 573 | 545 | 518 | 492 | 467 | 444 | 422 | 403 | 387 | 375 | 368
| 60 | 1071 | 1070 | 1067 | 1062 | 1055 | 1046 | 1035 | 1022 | 1006 | 989 | 971 | 950 | 928 | 905 | 880 | 855 | 828 | 800 | 772 | 743 | 714 | 684 | 655 | 625 | 596 | 567 | 539 | 512 | 486 | 461 | 438 | 416 | 397 | 381 | 369 | 362
| 61 | 1065 | 1064 | 1061 | 1056 | 1049 | 1040 | 1029 | 1016 | 1001 | 984 | 965 | 944 | 922 | 899 | 874 | 849 | 822 | 794 | 766 | 737 | 708 | 678 | 649 | 619 | 590 | 561 | 533 | 506 | 480 | 455 | 432 | 410 | 391 | 375 | 363 | 356
| 62 | 1059 | 1058 | 1055 | 1050 | 1043 | 1034 | 1023 | 1010 | 995 | 978 | 959 | 938 | 916 | 893 | 868 | 843 | 816 | 788 | 760 | 731 | 702 | 672 | 642 | 613 | 583 | 555 | 527 | 500 | 474 | 449 | 426 | 404 | 385 | 369 | 357 | 350
| 63 | 1052 | 1052 | 1049 | 1044 | 1037 | 1028 | 1017 | 1004 | 988 | 971 | 952 | 932 | 910 | 887 | 862 | 836 | 810 | 782 | 754 | 725 | 696 | 666 | 636 | 606 | 577 | 549 | 520 | 494 | 468 | 443 | 420 | 398 | 379 | 363 | 352 | 344
| 64 | 1046 | 1045 | 1042 | 1037 | 1030 | 1021 | 1010 | 997 | 982 | 965 | 946 | 925 | 904 | 880 | 856 | 830 | 803 | 776 | 747 | 718 | 689 | 659 | 630 | 600 | 571 | 542 | 514 | 487 | 462 | 437 | 414 | 393 | 374 | 358 | 346 | 339
| 65 | 1039 | 1038 | 1035 | 1030 | 1023 | 1014 | 1003 | 990 | 975 | 958 | 939 | 919 | 897 | 874 | 849 | 824 | 797 | 769 | 741 | 712 | 683 | 653 | 623 | 594 | 565 | 536 | 508 | 481 | 456 | 431 | 408 | 387 | 368 | 352 | 341 | 334
| 66 | 1032 | 1031 | 1028 | 1023 | 1016 | 1007 | 996 | 983 | 968 | 951 | 933 | 912 | 890 | 867 | 843 | 817 | 790 | 763 | 734 | 706 | 676 | 647 | 617 | 588 | 558 | 530 | 502 | 475 | 449 | 425 | 402 | 381 | 363 | 347 | 335 | 328
| 67 | 1024 | 1023 | 1020 | 1016 | 1009 | 1000 | 989 | 976 | 961 | 944 | 926 | 905 | 884 | 860 | 836 | 810 | 784 | 756 | 728 | 699 | 670 | 640 | 611 | 581 | 552 | 523 | 496 | 469 | 444 | 419 | 396 | 376 | 357 | 342 | 330 | 323
| 68 | 1016 | 1015 | 1013 | 1008 | 1001 | 992 | 982 | 969 | 954 | 937 | 918 | 898 | 877 | 853 | 829 | 803 | 777 | 749 | 721 | 692 | 663 | 633 | 604 | 574 | 545 | 517 | 490 | 463 | 437 | 413 | 391 | 370 | 352 | 337 | 325 | 318
| 69 | 1008 | 1007 | 1005 | 1000 | 993 | 985 | 974 | 961 | 946 | 929 | 911 | 891 | 869 | 846 | 822 | 796 | 770 | 742 | 714 | 685 | 656 | 627 | 597 | 568 | 539 | 511 | 483 | 457 | 432 | 408 | 385 | 364 | 346 | 331 | 320 | 313
| 70 | 1000 | 999 | 996 | 992 | 985 | 977 | 966 | 953 | 939 | 922 | 903 | 883 | 862 | 839 | 814 | 789 | 762 | 735 | 707 | 678 | 650 | 620 | 591 | 561 | 533 | 504 | 477 | 451 | 426 | 402 | 379 | 359 | 341 | 326 | 315 | 308
| 71 | 992 | 991 | 988 | 983 | 977 | 969 | 958 | 945 | 931 | 914 | 896 | 876 | 854 | 831 | 807 | 782 | 755 | 728 | 700 | 671 | 643 | 613 | 584 | 555 | 526 | 498 | 471 | 445 | 420 | 396 | 374 | 354 | 336 | 321 | 310 | 303
| 72 | 983 | 982 | 979 | 975 | 968 | 960 | 949 | 937 | 922 | 906 | 888 | 868 | 846 | 823 | 799 | 774 | 748 | 721 | 693 | 664 | 635 | 606 | 577 | 548 | 520 | 491 | 465 | 438 | 414 | 390 | 368 | 348 | 331 | 316 | 305 | 298
| 73 | 974 | 973 | 970 | 966 | 960 | 951 | 941 | 929 | 914 | 898 | 879 | 860 | 839 | 816 | 792 | 767 | 741 | 713 | 686 | 657 | 629 | 599 | 570 | 541 | 513 | 485 | 458 | 432 | 408 | 384 | 363 | 343 | 326 | 311 | 300 | 294
| 74 | 964 | 964 | 961 | 957 | 950 | 942 | 932 | 920 | 905 | 889 | 871 | 851 | 830 | 808 | 784 | 759 | 733 | 706 | 678 | 650 | 622 | 592 | 563 | 535 | 506 | 479 | 452 | 426 | 402 | 379 | 357 | 338 | 320 | 306 | 295 | 289
| 75 | 955 | 954 | 952 | 947 | 941 | 933 | 923 | 911 | 897 | 881 | 863 | 843 | 822 | 800 | 776 | 751 | 725 | 698 | 671 | 643 | 614 | 586 | 557 | 528 | 500 | 473 | 446 | 420 | 396 | 373 | 352 | 332 | 315 | 301 | 291 | 284
| 76 | 945 | 945 | 942 | 938 | 932 | 924 | 914 | 902 | 888 | 872 | 854 | 835 | 814 | 791 | 768 | 743 | 717 | 691 | 663 | 635 | 607 | 578 | 550 | 521 | 493 | 466 | 439 | 414 | 390 | 367 | 346 | 327 | 310 | 296 | 286 | 279
| 77 | 935 | 935 | 932 | 928 | 922 | 914 | 904 | 892 | 878 | 862 | 845 | 826 | 805 | 783 | 759 | 735 | 709 | 683 | 656 | 628 | 599 | 571 | 543 | 514 | 487 | 459 | 433 | 408 | 384 | 362 | 341 | 322 | 305 | 291 | 281 | 275
| 78 | 925 | 924 | 922 | 918 | 912 | 904 | 895 | 883 | 869 | 854 | 836 | 817 | 796 | 775 | 751 | 727 | 701 | 675 | 648 | 620 | 592 | 564 | 536 | 508 | 480 | 453 | 427 | 402 | 378 | 356 | 335 | 317 | 300 | 287 | 277 | 271
| 79 | 915 | 914 | 912 | 908 | 902 | 894 | 885 | 873 | 860 | 844 | 827 | 808 | 788 | 766 | 743 | 719 | 693 | 667 | 640 | 613 | 585 | 557 | 529 | 501 | 473 | 446 | 421 | 396 | 373 | 350 | 330 | 311 | 295 | 282 | 272 | 266
| 80 | 904 | 903 | 901 | 897 | 892 | 884 | 875 | 863 | 850 | 835 | 817 | 799 | 779 | 757 | 734 | 711 | 685 | 659 | 632 | 605 | 577 | 549 | 521 | 494 | 467 | 440 | 415 | 390 | 367 | 345 | 325 | 306 | 290 | 277 | 268 | 261
| 81 | 893 | 892 | 890 | 886 | 881 | 874 | 864 | 853 | 840 | 825 | 808 | 789 | 770 | 748 | 725 | 702 | 677 | 651 | 624 | 597 | 570 | 542 | 514 | 487 | 460 | 434 | 408 | 384 | 361 | 339 | 319 | 301 | 285 | 273 | 263 | 257
| 82 | 882 | 881 | 879 | 875 | 870 | 863 | 854 | 843 | 830 | 815 | 798 | 780 | 760 | 739 | 717 | 693 | 667 | 643 | 616 | 589 | 562 | 535 | 507 | 480 | 453 | 427 | 402 | 378 | 355 | 334 | 314 | 296 | 281 | 268 | 258 | 253
| 83 | 871 | 870 | 868 | 864 | 859 | 852 | 843 | 832 | 820 | 805 | 789 | 770 | 751 | 730 | 708 | 684 | 659 | 634 | 609 | 582 | 554 | 527 | 500 | 473 | 446 | 421 | 396 | 372 | 349 | 328 | 309 | 291 | 276 | 263 | 254 | 248
| 84 | 859 | 858 | 856 | 853 | 848 | 841 | 833 | 822 | 809 | 795 | 778 | 761 | 741 | 720 | 698 | 676 | 651 | 626 | 600 | 574 | 547 | 520 | 493 | 466 | 440 | 414 | 390 | 366 | 344 | 323 | 304 | 286 | 271 | 259 | 249 | 244
| 85 | 847 | 847 | 845 | 842 | 836 | 830 | 821 | 811 | 799 | 784 | 768 | 751 | 732 | 711 | 689 | 666 | 643 | 618 | 592 | 566 | 539 | 512 | 486 | 459 | 433 | 408 | 383 | 360 | 338 | 318 | 299 | 281 | 266 | 254 | 245 | 240
| 86 | 835 | 835 | 833 | 830 | 825 | 819 | 810 | 800 | 788 | 774 | 758 | 740 | 722 | 702 | 680 | 657 | 634 | 610 | 584 | 558 | 532 | 505 | 478 | 452 | 427 | 401 | 377 | 354 | 333 | 312 | 293 | 277 | 262 | 250 | 241 | 235
| 87 | 823 | 823 | 821 | 818 | 813 | 807 | 799 | 789 | 777 | 763 | 748 | 730 | 712 | 692 | 671 | 648 | 625 | 600 | 576 | 550 | 524 | 498 | 471 | 445 | 420 | 395 | 371 | 348 | 327 | 307 | 288 | 272 | 257 | 245 | 237 | 231
| 88 | 811 | 810 | 809 | 805 | 801 | 795 | 787 | 778 | 766 | 752 | 737 | 721 | 702 | 682 | 661 | 639 | 616 | 591 | 566 | 542 | 516 | 490 | 464 | 438 | 413 | 388 | 365 | 342 | 321 | 301 | 284 | 266 | 253 | 241 | 233 | 227
| 89 | 798 | 798 | 796 | 793 | 789 | 783 | 776 | 766 | 755 | 741 | 726 | 710 | 692 | 672 | 652 | 630 | 607 | 583 | 558 | 533 | 508 | 482 | 457 | 431 | 407 | 382 | 359 | 336 | 316 | 296 | 278 | 262 | 248 | 237 | 228 | 223
| 90 | 786 | 785 | 783 | 781 | 777 | 771 | 764 | 755 | 743 | 730 | 715 | 699 | 682 | 662 | 642 | 621 | 598 | 575 | 550 | 525 | 500 | 475 | 449 | 424 | 400 | 375 | 353 | 331 | 310 | 291 | 273 | 257 | 244 | 233 | 224 | 219

## Zone-3 (hidden)
Inclination (variation from horizontal) | Orientation (variation from south)
| Slope | 0 | 5 | 10 | 15 | 20 | 25 | 30 | 35 | 40 | 45 | 50 | 55 | 60 | 65 | 70 | 75 | 80 | 85 | 90 | 95 | 100 | 105 | 110 | 115 | 120 | 125 | 130 | 135 | 140 | 145 | 150 | 155 | 160 | 165 | 170 | 175
| 0 | 857 | 857 | 857 | 857 | 857 | 857 | 857 | 857 | 857 | 857 | 857 | 857 | 857 | 857 | 857 | 857 | 857 | 857 | 857 | 857 | 857 | 857 | 857 | 857 | 857 | 857 | 857 | 857 | 857 | 857 | 857 | 857 | 857 | 857 | 857 | 857
| 1 | 865 | 865 | 864 | 864 | 864 | 864 | 864 | 863 | 863 | 862 | 862 | 861 | 861 | 860 | 859 | 859 | 858 | 857 | 857 | 856 | 855 | 854 | 854 | 853 | 852 | 852 | 851 | 851 | 850 | 850 | 849 | 849 | 849 | 849 | 849 | 848
| 2 | 872 | 872 | 872 | 872 | 872 | 871 | 870 | 870 | 869 | 868 | 867 | 866 | 864 | 863 | 862 | 861 | 859 | 858 | 856 | 855 | 854 | 852 | 851 | 849 | 848 | 847 | 846 | 845 | 844 | 843 | 842 | 842 | 841 | 841 | 840 | 840
| 3 | 880 | 880 | 880 | 879 | 879 | 878 | 877 | 876 | 875 | 873 | 872 | 870 | 868 | 866 | 864 | 862 | 860 | 858 | 856 | 854 | 852 | 850 | 848 | 846 | 844 | 842 | 840 | 839 | 837 | 836 | 835 | 834 | 833 | 832 | 832 | 832
| 4 | 888 | 888 | 887 | 887 | 886 | 885 | 883 | 882 | 880 | 878 | 876 | 874 | 872 | 869 | 867 | 864 | 861 | 859 | 856 | 853 | 850 | 847 | 845 | 842 | 839 | 837 | 835 | 833 | 831 | 829 | 827 | 826 | 825 | 824 | 823 | 823
| 5 | 895 | 895 | 894 | 894 | 893 | 891 | 890 | 888 | 886 | 884 | 881 | 878 | 875 | 872 | 869 | 866 | 862 | 859 | 855 | 852 | 848 | 845 | 841 | 838 | 835 | 832 | 829 | 826 | 824 | 822 | 820 | 818 | 817 | 816 | 815 | 814
| 6 | 902 | 902 | 902 | 901 | 899 | 898 | 896 | 894 | 891 | 889 | 885 | 882 | 879 | 875 | 871 | 867 | 863 | 859 | 855 | 851 | 846 | 842 | 838 | 834 | 830 | 827 | 823 | 820 | 817 | 814 | 812 | 810 | 808 | 807 | 806 | 805
| 7 | 909 | 909 | 908 | 907 | 906 | 904 | 902 | 899 | 897 | 893 | 890 | 886 | 882 | 878 | 873 | 869 | 864 | 859 | 854 | 849 | 844 | 840 | 835 | 830 | 826 | 821 | 817 | 814 | 810 | 807 | 804 | 802 | 800 | 798 | 797 | 797
| 8 | 916 | 916 | 915 | 914 | 912 | 910 | 908 | 905 | 902 | 898 | 894 | 890 | 885 | 880 | 875 | 870 | 864 | 859 | 853 | 848 | 842 | 837 | 831 | 826 | 821 | 816 | 811 | 807 | 803 | 800 | 796 | 794 | 791 | 790 | 788 | 788
| 9 | 923 | 922 | 922 | 920 | 918 | 916 | 913 | 910 | 907 | 903 | 898 | 893 | 888 | 883 | 877 | 871 | 865 | 859 | 853 | 846 | 840 | 834 | 828 | 822 | 816 | 811 | 805 | 801 | 796 | 792 | 788 | 785 | 783 | 781 | 779 | 779
| 10 | 929 | 929 | 928 | 926 | 924 | 922 | 919 | 915 | 911 | 907 | 902 | 897 | 891 | 885 | 879 | 872 | 866 | 859 | 852 | 845 | 838 | 831 | 824 | 818 | 811 | 805 | 799 | 794 | 789 | 785 | 781 | 777 | 774 | 772 | 770 | 769
| 11 | 935 | 935 | 934 | 932 | 930 | 928 | 924 | 920 | 916 | 911 | 906 | 900 | 894 | 887 | 880 | 873 | 866 | 858 | 851 | 843 | 836 | 828 | 821 | 813 | 806 | 800 | 793 | 787 | 782 | 777 | 773 | 769 | 766 | 763 | 761 | 760
| 12 | 941 | 941 | 940 | 938 | 936 | 933 | 929 | 925 | 920 | 915 | 909 | 903 | 896 | 889 | 882 | 874 | 866 | 858 | 850 | 842 | 833 | 825 | 817 | 809 | 801 | 794 | 787 | 781 | 775 | 769 | 764 | 760 | 757 | 754 | 752 | 751
| 13 | 947 | 947 | 946 | 944 | 941 | 938 | 934 | 930 | 925 | 919 | 913 | 906 | 899 | 891 | 883 | 875 | 867 | 858 | 849 | 840 | 831 | 822 | 813 | 805 | 796 | 788 | 781 | 774 | 767 | 762 | 756 | 752 | 748 | 745 | 743 | 742
| 14 | 953 | 952 | 951 | 949 | 947 | 943 | 939 | 934 | 929 | 923 | 916 | 909 | 901 | 893 | 885 | 876 | 867 | 857 | 848 | 838 | 829 | 819 | 810 | 800 | 791 | 783 | 775 | 767 | 760 | 754 | 748 | 744 | 740 | 737 | 734 | 733
| 15 | 958 | 958 | 956 | 954 | 952 | 948 | 944 | 939 | 933 | 926 | 919 | 912 | 904 | 895 | 886 | 877 | 867 | 857 | 847 | 836 | 826 | 816 | 806 | 796 | 786 | 777 | 769 | 761 | 753 | 746 | 740 | 735 | 731 | 728 | 726 | 724
| 16 | 963 | 963 | 962 | 959 | 956 | 953 | 948 | 943 | 937 | 930 | 922 | 914 | 906 | 897 | 887 | 877 | 867 | 856 | 846 | 835 | 824 | 813 | 802 | 792 | 782 | 772 | 762 | 754 | 746 | 739 | 732 | 727 | 723 | 719 | 717 | 716
| 17 | 968 | 968 | 967 | 964 | 961 | 957 | 952 | 947 | 940 | 933 | 925 | 917 | 908 | 898 | 888 | 878 | 867 | 856 | 844 | 833 | 821 | 810 | 799 | 787 | 777 | 766 | 756 | 747 | 739 | 731 | 725 | 719 | 714 | 711 | 709 | 707
| 18 | 973 | 973 | 971 | 969 | 966 | 961 | 956 | 950 | 944 | 936 | 928 | 919 | 910 | 900 | 889 | 878 | 866 | 855 | 843 | 831 | 819 | 807 | 795 | 783 | 772 | 760 | 750 | 740 | 732 | 724 | 717 | 711 | 706 | 703 | 700 | 698
| 19 | 978 | 977 | 976 | 973 | 970 | 966 | 960 | 954 | 947 | 939 | 931 | 921 | 911 | 901 | 890 | 878 | 866 | 854 | 842 | 829 | 816 | 804 | 791 | 778 | 767 | 755 | 744 | 734 | 724 | 716 | 709 | 703 | 698 | 694 | 692 | 690
| 20 | 982 | 982 | 980 | 977 | 974 | 969 | 964 | 957 | 950 | 942 | 933 | 923 | 913 | 902 | 890 | 878 | 866 | 853 | 840 | 827 | 814 | 800 | 787 | 774 | 762 | 749 | 738 | 727 | 717 | 709 | 701 | 695 | 690 | 686 | 683 | 681
| 21 | 986 | 986 | 984 | 981 | 978 | 973 | 967 | 961 | 953 | 944 | 935 | 925 | 914 | 903 | 891 | 879 | 865 | 852 | 839 | 825 | 811 | 797 | 784 | 770 | 757 | 744 | 732 | 721 | 710 | 701 | 693 | 687 | 682 | 677 | 674 | 673
| 22 | 990 | 990 | 988 | 985 | 981 | 977 | 971 | 964 | 956 | 947 | 937 | 927 | 916 | 904 | 891 | 878 | 865 | 851 | 837 | 823 | 808 | 794 | 780 | 766 | 752 | 738 | 726 | 714 | 703 | 694 | 686 | 679 | 673 | 669 | 666 | 664
| 23 | 994 | 993 | 992 | 989 | 985 | 980 | 974 | 966 | 958 | 949 | 939 | 928 | 917 | 905 | 892 | 878 | 865 | 850 | 836 | 821 | 806 | 791 | 776 | 761 | 747 | 733 | 720 | 708 | 696 | 686 | 678 | 671 | 665 | 661 | 657 | 655
| 24 | 997 | 997 | 995 | 992 | 988 | 983 | 977 | 969 | 961 | 951 | 941 | 930 | 918 | 905 | 892 | 878 | 864 | 849 | 834 | 818 | 803 | 788 | 772 | 757 | 742 | 728 | 714 | 701 | 689 | 679 | 670 | 663 | 657 | 652 | 648 | 646
| 25 | 1001 | 1000 | 998 | 995 | 991 | 986 | 979 | 972 | 963 | 953 | 943 | 931 | 919 | 906 | 892 | 878 | 863 | 848 | 832 | 816 | 800 | 784 | 768 | 753 | 737 | 722 | 708 | 695 | 683 | 672 | 663 | 655 | 649 | 644 | 640 | 637
| 26 | 1004 | 1003 | 1001 | 998 | 994 | 988 | 982 | 974 | 965 | 955 | 944 | 932 | 920 | 906 | 892 | 877 | 862 | 846 | 830 | 814 | 798 | 781 | 764 | 748 | 732 | 717 | 702 | 688 | 676 | 665 | 655 | 647 | 640 | 635 | 631 | 629
| 27 | 1007 | 1006 | 1004 | 1001 | 996 | 991 | 984 | 976 | 967 | 956 | 945 | 933 | 920 | 906 | 892 | 877 | 861 | 845 | 829 | 812 | 795 | 778 | 761 | 744 | 727 | 711 | 696 | 682 | 669 | 658 | 648 | 639 | 632 | 626 | 623 | 621
| 28 | 1009 | 1009 | 1007 | 1003 | 999 | 993 | 986 | 978 | 968 | 958 | 946 | 934 | 920 | 906 | 891 | 876 | 860 | 843 | 826 | 809 | 792 | 774 | 757 | 740 | 723 | 706 | 690 | 675 | 662 | 650 | 640 | 631 | 624 | 618 | 614 | 612
| 29 | 1012 | 1011 | 1009 | 1006 | 1001 | 995 | 988 | 979 | 970 | 959 | 947 | 934 | 921 | 906 | 891 | 875 | 859 | 842 | 824 | 807 | 789 | 771 | 753 | 735 | 718 | 701 | 685 | 669 | 655 | 643 | 632 | 623 | 616 | 610 | 606 | 603
| 30 | 1014 | 1013 | 1011 | 1008 | 1003 | 997 | 989 | 981 | 971 | 960 | 948 | 935 | 921 | 906 | 890 | 874 | 857 | 840 | 822 | 804 | 786 | 768 | 749 | 731 | 713 | 696 | 679 | 663 | 649 | 636 | 625 | 615 | 607 | 602 | 597 | 595
| 31 | 1016 | 1015 | 1013 | 1009 | 1005 | 998 | 991 | 982 | 972 | 961 | 948 | 935 | 921 | 906 | 890 | 873 | 856 | 838 | 820 | 802 | 783 | 764 | 745 | 726 | 708 | 690 | 673 | 657 | 642 | 629 | 617 | 607 | 599 | 593 | 589 | 587
| 32 | 1017 | 1017 | 1015 | 1011 | 1006 | 1000 | 992 | 983 | 973 | 961 | 949 | 935 | 920 | 905 | 889 | 872 | 854 | 836 | 818 | 799 | 780 | 760 | 741 | 722 | 703 | 685 | 667 | 651 | 635 | 622 | 610 | 600 | 591 | 585 | 580 | 578
| 33 | 1019 | 1018 | 1016 | 1012 | 1007 | 1001 | 993 | 984 | 973 | 961 | 949 | 935 | 920 | 904 | 888 | 870 | 852 | 834 | 815 | 796 | 777 | 757 | 737 | 718 | 699 | 680 | 662 | 644 | 629 | 615 | 602 | 592 | 583 | 577 | 572 | 569
| 34 | 1020 | 1019 | 1017 | 1013 | 1008 | 1002 | 994 | 984 | 974 | 962 | 949 | 934 | 919 | 903 | 887 | 869 | 851 | 832 | 813 | 793 | 773 | 753 | 733 | 713 | 694 | 675 | 656 | 638 | 622 | 608 | 595 | 584 | 575 | 568 | 564 | 560
| 35 | 1021 | 1020 | 1018 | 1014 | 1009 | 1002 | 994 | 985 | 974 | 962 | 948 | 934 | 919 | 902 | 885 | 867 | 849 | 830 | 810 | 790 | 770 | 750 | 729 | 709 | 689 | 669 | 650 | 633 | 616 | 601 | 588 | 576 | 567 | 560 | 555 | 552
| 36 | 1022 | 1021 | 1019 | 1015 | 1010 | 1003 | 995 | 985 | 974 | 962 | 948 | 933 | 918 | 901 | 884 | 866 | 846 | 827 | 807 | 787 | 767 | 746 | 725 | 704 | 684 | 664 | 645 | 626 | 609 | 594 | 580 | 569 | 559 | 552 | 547 | 543
| 37 | 1022 | 1022 | 1019 | 1015 | 1010 | 1003 | 995 | 985 | 974 | 961 | 947 | 932 | 917 | 900 | 882 | 864 | 844 | 825 | 804 | 784 | 763 | 742 | 721 | 700 | 679 | 659 | 639 | 621 | 603 | 587 | 573 | 561 | 552 | 544 | 538 | 535
| 38 | 1023 | 1022 | 1020 | 1016 | 1010 | 1003 | 995 | 985 | 973 | 960 | 947 | 931 | 915 | 898 | 880 | 862 | 842 | 822 | 802 | 781 | 759 | 738 | 717 | 695 | 675 | 654 | 634 | 615 | 597 | 580 | 566 | 554 | 544 | 536 | 530 | 527
| 39 | 1023 | 1022 | 1020 | 1016 | 1010 | 1003 | 994 | 984 | 973 | 960 | 945 | 930 | 914 | 897 | 878 | 859 | 840 | 819 | 798 | 777 | 756 | 734 | 712 | 691 | 669 | 649 | 628 | 609 | 590 | 573 | 559 | 546 | 536 | 528 | 522 | 519
| 40 | 1023 | 1022 | 1019 | 1015 | 1010 | 1002 | 994 | 983 | 972 | 959 | 944 | 929 | 912 | 895 | 876 | 857 | 837 | 816 | 795 | 774 | 752 | 730 | 708 | 686 | 665 | 643 | 623 | 603 | 584 | 567 | 552 | 539 | 528 | 520 | 514 | 511
| 41 | 1022 | 1021 | 1019 | 1015 | 1009 | 1002 | 993 | 983 | 971 | 957 | 943 | 927 | 910 | 893 | 874 | 854 | 834 | 813 | 792 | 770 | 748 | 726 | 704 | 682 | 660 | 638 | 617 | 597 | 578 | 560 | 545 | 532 | 521 | 512 | 506 | 503
| 42 | 1021 | 1021 | 1018 | 1014 | 1008 | 1001 | 992 | 981 | 969 | 956 | 941 | 925 | 908 | 890 | 872 | 852 | 831 | 810 | 789 | 767 | 744 | 722 | 699 | 677 | 655 | 633 | 612 | 592 | 572 | 554 | 538 | 524 | 513 | 504 | 498 | 495
| 43 | 1020 | 1020 | 1017 | 1013 | 1007 | 1000 | 991 | 980 | 968 | 954 | 940 | 923 | 906 | 888 | 869 | 849 | 828 | 807 | 785 | 763 | 740 | 718 | 695 | 672 | 650 | 628 | 606 | 586 | 566 | 548 | 531 | 517 | 506 | 497 | 490 | 487
| 44 | 1019 | 1018 | 1016 | 1012 | 1006 | 998 | 989 | 979 | 966 | 953 | 938 | 921 | 904 | 886 | 866 | 846 | 825 | 804 | 782 | 759 | 736 | 713 | 690 | 667 | 645 | 623 | 601 | 580 | 560 | 541 | 524 | 510 | 498 | 489 | 482 | 479
| 45 | 1018 | 1017 | 1015 | 1010 | 1004 | 997 | 988 | 977 | 964 | 951 | 935 | 919 | 902 | 883 | 863 | 843 | 822 | 800 | 778 | 755 | 732 | 709 | 686 | 663 | 640 | 617 | 595 | 574 | 554 | 535 | 518 | 503 | 491 | 482 | 474 | 471
| 46 | 1016 | 1015 | 1013 | 1009 | 1003 | 995 | 986 | 975 | 962 | 948 | 933 | 916 | 899 | 880 | 860 | 840 | 818 | 796 | 774 | 751 | 728 | 704 | 681 | 658 | 635 | 612 | 590 | 569 | 548 | 529 | 511 | 496 | 484 | 474 | 467 | 463
| 47 | 1014 | 1014 | 1011 | 1007 | 1001 | 993 | 984 | 973 | 960 | 946 | 930 | 914 | 896 | 877 | 857 | 836 | 815 | 793 | 770 | 747 | 723 | 700 | 676 | 653 | 629 | 607 | 584 | 563 | 542 | 523 | 505 | 489 | 477 | 467 | 460 | 455
| 48 | 1012 | 1011 | 1009 | 1005 | 998 | 991 | 981 | 970 | 957 | 943 | 928 | 911 | 893 | 874 | 854 | 833 | 811 | 789 | 766 | 743 | 719 | 695 | 672 | 648 | 624 | 601 | 579 | 557 | 537 | 517 | 498 | 483 | 470 | 459 | 452 | 447
| 49 | 1010 | 1009 | 1006 | 1002 | 996 | 988 | 979 | 968 | 955 | 940 | 925 | 908 | 890 | 870 | 850 | 829 | 807 | 785 | 762 | 738 | 715 | 691 | 667 | 643 | 619 | 596 | 573 | 552 | 531 | 511 | 492 | 476 | 463 | 453 | 445 | 440
| 50 | 1007 | 1006 | 1004 | 1000 | 993 | 986 | 976 | 965 | 952 | 937 | 922 | 904 | 886 | 867 | 847 | 825 | 803 | 781 | 758 | 734 | 710 | 686 | 662 | 638 | 614 | 591 | 568 | 546 | 525 | 505 | 486 | 470 | 456 | 446 | 438 | 433
| 51 | 1005 | 1004 | 1001 | 997 | 990 | 983 | 973 | 962 | 949 | 934 | 918 | 901 | 883 | 863 | 843 | 821 | 799 | 777 | 753 | 729 | 705 | 681 | 657 | 632 | 609 | 585 | 562 | 540 | 519 | 499 | 480 | 463 | 449 | 439 | 431 | 426
| 52 | 1001 | 1001 | 998 | 994 | 987 | 979 | 970 | 958 | 945 | 931 | 915 | 897 | 879 | 859 | 839 | 817 | 795 | 772 | 749 | 725 | 700 | 676 | 652 | 627 | 603 | 580 | 557 | 535 | 513 | 493 | 474 | 457 | 443 | 432 | 424 | 419
| 53 | 998 | 997 | 995 | 990 | 984 | 976 | 966 | 955 | 942 | 927 | 911 | 894 | 875 | 855 | 835 | 813 | 791 | 768 | 744 | 720 | 696 | 671 | 646 | 622 | 598 | 574 | 551 | 529 | 508 | 487 | 468 | 451 | 437 | 425 | 417 | 412
| 54 | 995 | 994 | 991 | 987 | 980 | 972 | 963 | 951 | 938 | 923 | 907 | 890 | 871 | 851 | 830 | 809 | 786 | 763 | 739 | 715 | 691 | 666 | 641 | 617 | 592 | 569 | 546 | 523 | 502 | 482 | 462 | 445 | 430 | 419 | 411 | 406
| 55 | 991 | 990 | 987 | 983 | 977 | 969 | 959 | 947 | 934 | 919 | 903 | 885 | 867 | 847 | 826 | 804 | 781 | 758 | 734 | 710 | 685 | 661 | 636 | 611 | 587 | 563 | 540 | 518 | 496 | 476 | 457 | 439 | 424 | 412 | 404 | 399
| 56 | 987 | 986 | 983 | 979 | 972 | 964 | 955 | 943 | 930 | 915 | 899 | 881 | 862 | 842 | 821 | 799 | 777 | 753 | 729 | 705 | 680 | 655 | 631 | 606 | 581 | 558 | 534 | 512 | 490 | 470 | 451 | 433 | 418 | 406 | 398 | 393
| 57 | 982 | 982 | 979 | 974 | 968 | 960 | 950 | 939 | 925 | 910 | 894 | 876 | 858 | 838 | 816 | 795 | 772 | 748 | 724 | 700 | 675 | 650 | 625 | 600 | 576 | 552 | 529 | 506 | 485 | 464 | 445 | 427 | 412 | 400 | 391 | 386
| 58 | 978 | 977 | 974 | 970 | 964 | 956 | 946 | 934 | 921 | 906 | 889 | 872 | 853 | 833 | 812 | 790 | 767 | 743 | 719 | 695 | 670 | 645 | 620 | 595 | 570 | 546 | 523 | 501 | 479 | 458 | 439 | 422 | 406 | 394 | 385 | 380
| 59 | 973 | 972 | 970 | 965 | 959 | 951 | 941 | 929 | 916 | 901 | 885 | 867 | 848 | 828 | 806 | 784 | 762 | 738 | 714 | 689 | 664 | 639 | 614 | 589 | 565 | 541 | 517 | 495 | 473 | 453 | 434 | 416 | 400 | 388 | 379 | 374
| 60 | 968 | 967 | 965 | 960 | 954 | 946 | 936 | 924 | 911 | 896 | 880 | 862 | 843 | 823 | 801 | 779 | 756 | 733 | 708 | 684 | 659 | 634 | 609 | 584 | 559 | 535 | 512 | 489 | 468 | 447 | 428 | 410 | 395 | 382 | 373 | 368
| 61 | 963 | 962 | 960 | 955 | 949 | 941 | 931 | 919 | 906 | 891 | 874 | 856 | 837 | 817 | 796 | 774 | 751 | 727 | 703 | 678 | 653 | 628 | 603 | 578 | 553 | 529 | 506 | 483 | 462 | 441 | 422 | 405 | 389 | 377 | 367 | 362
| 62 | 958 | 957 | 954 | 950 | 943 | 935 | 925 | 914 | 900 | 886 | 869 | 851 | 832 | 812 | 791 | 768 | 745 | 722 | 697 | 673 | 647 | 622 | 597 | 572 | 548 | 524 | 500 | 478 | 456 | 436 | 417 | 399 | 384 | 371 | 362 | 356
| 63 | 952 | 951 | 948 | 944 | 938 | 930 | 920 | 908 | 895 | 880 | 863 | 845 | 826 | 806 | 785 | 763 | 740 | 716 | 692 | 667 | 642 | 617 | 591 | 566 | 542 | 518 | 494 | 472 | 450 | 430 | 411 | 394 | 378 | 365 | 356 | 351
| 64 | 946 | 945 | 942 | 938 | 932 | 924 | 914 | 902 | 889 | 874 | 857 | 839 | 821 | 800 | 779 | 757 | 734 | 710 | 686 | 661 | 636 | 611 | 585 | 560 | 536 | 512 | 489 | 466 | 445 | 424 | 405 | 388 | 373 | 360 | 351 | 345
| 65 | 940 | 939 | 936 | 932 | 926 | 918 | 908 | 896 | 883 | 868 | 851 | 834 | 814 | 794 | 773 | 751 | 728 | 704 | 680 | 655 | 630 | 605 | 580 | 555 | 530 | 506 | 483 | 460 | 439 | 419 | 400 | 382 | 367 | 355 | 346 | 340
| 66 | 934 | 933 | 930 | 926 | 920 | 912 | 902 | 890 | 877 | 862 | 845 | 828 | 808 | 788 | 767 | 745 | 722 | 698 | 674 | 649 | 624 | 599 | 574 | 549 | 524 | 500 | 477 | 455 | 433 | 413 | 394 | 377 | 362 | 350 | 340 | 334
| 67 | 927 | 926 | 924 | 919 | 913 | 905 | 895 | 884 | 870 | 855 | 839 | 821 | 802 | 782 | 761 | 739 | 716 | 692 | 668 | 643 | 618 | 593 | 568 | 543 | 518 | 494 | 471 | 449 | 428 | 408 | 389 | 372 | 357 | 344 | 335 | 329
| 68 | 920 | 919 | 917 | 912 | 906 | 898 | 889 | 877 | 864 | 849 | 833 | 815 | 796 | 776 | 754 | 732 | 709 | 686 | 662 | 637 | 612 | 587 | 562 | 537 | 512 | 489 | 465 | 443 | 422 | 402 | 383 | 366 | 351 | 339 | 330 | 324
| 69 | 913 | 912 | 910 | 905 | 899 | 892 | 882 | 870 | 857 | 842 | 826 | 808 | 790 | 769 | 748 | 726 | 703 | 679 | 655 | 630 | 606 | 580 | 555 | 531 | 506 | 482 | 460 | 437 | 416 | 397 | 378 | 361 | 346 | 334 | 325 | 319
| 70 | 906 | 905 | 902 | 898 | 892 | 885 | 875 | 864 | 850 | 836 | 819 | 801 | 782 | 762 | 741 | 719 | 696 | 673 | 649 | 624 | 599 | 574 | 549 | 525 | 500 | 477 | 453 | 432 | 411 | 391 | 373 | 356 | 341 | 329 | 320 | 314
| 71 | 899 | 898 | 895 | 891 | 885 | 877 | 868 | 856 | 843 | 828 | 812 | 795 | 776 | 755 | 735 | 713 | 690 | 666 | 642 | 618 | 593 | 568 | 543 | 519 | 494 | 471 | 448 | 426 | 405 | 385 | 367 | 351 | 336 | 324 | 315 | 310
| 72 | 891 | 890 | 887 | 883 | 877 | 870 | 860 | 849 | 836 | 821 | 805 | 788 | 769 | 749 | 728 | 706 | 683 | 660 | 636 | 611 | 586 | 562 | 537 | 512 | 488 | 464 | 442 | 420 | 399 | 380 | 362 | 345 | 331 | 319 | 310 | 305
| 73 | 883 | 882 | 880 | 876 | 870 | 862 | 853 | 841 | 828 | 814 | 798 | 780 | 762 | 742 | 721 | 699 | 676 | 653 | 629 | 605 | 580 | 555 | 531 | 506 | 482 | 459 | 436 | 414 | 394 | 374 | 356 | 340 | 326 | 314 | 306 | 300
| 74 | 875 | 874 | 872 | 867 | 862 | 854 | 845 | 834 | 821 | 806 | 790 | 773 | 754 | 735 | 714 | 692 | 669 | 646 | 622 | 598 | 574 | 549 | 524 | 500 | 476 | 453 | 430 | 409 | 388 | 369 | 351 | 335 | 321 | 309 | 300 | 295
| 75 | 866 | 866 | 863 | 859 | 853 | 846 | 837 | 826 | 813 | 799 | 783 | 765 | 747 | 727 | 707 | 685 | 662 | 639 | 615 | 591 | 567 | 543 | 518 | 494 | 470 | 447 | 424 | 403 | 383 | 364 | 346 | 330 | 316 | 304 | 296 | 290
| 76 | 858 | 857 | 855 | 851 | 845 | 838 | 829 | 818 | 805 | 791 | 775 | 758 | 739 | 720 | 699 | 678 | 655 | 632 | 609 | 585 | 560 | 536 | 512 | 487 | 464 | 441 | 418 | 397 | 377 | 358 | 341 | 325 | 311 | 300 | 291 | 286
| 77 | 849 | 848 | 846 | 842 | 837 | 829 | 820 | 809 | 797 | 782 | 767 | 750 | 732 | 712 | 691 | 670 | 648 | 625 | 601 | 578 | 553 | 529 | 505 | 481 | 458 | 434 | 413 | 392 | 371 | 353 | 335 | 320 | 306 | 295 | 287 | 281
| 78 | 840 | 840 | 837 | 833 | 828 | 821 | 812 | 801 | 789 | 774 | 759 | 742 | 724 | 705 | 684 | 663 | 640 | 618 | 594 | 571 | 547 | 523 | 498 | 475 | 451 | 429 | 407 | 386 | 366 | 347 | 330 | 315 | 301 | 290 | 282 | 277
| 79 | 831 | 830 | 828 | 824 | 819 | 812 | 803 | 792 | 780 | 766 | 751 | 734 | 716 | 696 | 677 | 655 | 633 | 610 | 588 | 564 | 540 | 516 | 492 | 468 | 445 | 422 | 401 | 380 | 360 | 342 | 325 | 309 | 296 | 285 | 277 | 272
| 80 | 822 | 821 | 819 | 815 | 810 | 803 | 794 | 784 | 771 | 758 | 742 | 726 | 708 | 689 | 668 | 648 | 626 | 603 | 580 | 557 | 533 | 509 | 485 | 462 | 439 | 416 | 395 | 374 | 355 | 337 | 320 | 305 | 291 | 281 | 273 | 268
| 81 | 812 | 812 | 809 | 806 | 801 | 794 | 785 | 775 | 763 | 749 | 734 | 717 | 700 | 681 | 661 | 640 | 619 | 596 | 573 | 550 | 526 | 502 | 479 | 456 | 433 | 410 | 389 | 369 | 349 | 331 | 315 | 300 | 286 | 276 | 268 | 263
| 82 | 803 | 802 | 800 | 796 | 791 | 784 | 776 | 765 | 753 | 740 | 725 | 709 | 691 | 673 | 653 | 632 | 610 | 589 | 566 | 542 | 519 | 496 | 472 | 449 | 426 | 404 | 383 | 363 | 344 | 326 | 309 | 295 | 282 | 271 | 264 | 259
| 83 | 793 | 792 | 790 | 786 | 781 | 775 | 766 | 756 | 745 | 731 | 716 | 700 | 683 | 664 | 645 | 624 | 602 | 580 | 559 | 535 | 512 | 489 | 466 | 443 | 420 | 398 | 377 | 357 | 338 | 321 | 305 | 290 | 277 | 267 | 259 | 254
| 84 | 783 | 782 | 780 | 777 | 772 | 765 | 757 | 747 | 735 | 722 | 707 | 691 | 674 | 656 | 636 | 616 | 595 | 573 | 551 | 528 | 505 | 482 | 459 | 436 | 414 | 392 | 372 | 352 | 333 | 316 | 300 | 285 | 273 | 262 | 255 | 250
| 85 | 772 | 772 | 770 | 766 | 762 | 755 | 747 | 737 | 726 | 713 | 698 | 683 | 666 | 647 | 628 | 608 | 588 | 566 | 543 | 521 | 498 | 475 | 452 | 430 | 408 | 386 | 365 | 346 | 328 | 310 | 294 | 280 | 268 | 258 | 250 | 246
| 86 | 762 | 761 | 759 | 756 | 751 | 745 | 737 | 728 | 716 | 703 | 689 | 673 | 657 | 639 | 620 | 600 | 579 | 558 | 536 | 513 | 491 | 468 | 446 | 423 | 402 | 380 | 360 | 341 | 322 | 305 | 289 | 276 | 263 | 254 | 246 | 241
| 87 | 751 | 751 | 749 | 746 | 741 | 735 | 727 | 718 | 707 | 694 | 680 | 664 | 648 | 630 | 612 | 592 | 571 | 550 | 529 | 506 | 484 | 461 | 439 | 416 | 395 | 374 | 354 | 335 | 317 | 300 | 285 | 271 | 259 | 249 | 242 | 237
| 88 | 740 | 740 | 738 | 735 | 731 | 725 | 717 | 708 | 697 | 685 | 671 | 656 | 639 | 621 | 603 | 584 | 563 | 542 | 520 | 499 | 477 | 454 | 432 | 410 | 389 | 368 | 348 | 329 | 311 | 295 | 280 | 266 | 254 | 245 | 238 | 233
| 89 | 729 | 729 | 727 | 724 | 720 | 714 | 707 | 697 | 687 | 675 | 661 | 646 | 630 | 613 | 594 | 575 | 555 | 534 | 513 | 491 | 470 | 447 | 425 | 404 | 383 | 362 | 342 | 323 | 306 | 290 | 275 | 261 | 250 | 240 | 233 | 229
| 90 | 718 | 718 | 716 | 713 | 709 | 704 | 697 | 688 | 677 | 665 | 652 | 637 | 621 | 604 | 586 | 567 | 547 | 527 | 505 | 484 | 462 | 440 | 419 | 397 | 376 | 356 | 336 | 318 | 301 | 285 | 270 | 257 | 245 | 236 | 229 | 225

## Zone-4 (hidden)
Inclination (variation from horizontal) | Orientation (variation from south)
| Slope | 0 | 5 | 10 | 15 | 20 | 25 | 30 | 35 | 40 | 45 | 50 | 55 | 60 | 65 | 70 | 75 | 80 | 85 | 90 | 95 | 100 | 105 | 110 | 115 | 120 | 125 | 130 | 135 | 140 | 145 | 150 | 155 | 160 | 165 | 170 | 175
| 0 | 907 | 907 | 907 | 907 | 907 | 907 | 907 | 907 | 907 | 907 | 907 | 907 | 907 | 907 | 907 | 907 | 907 | 907 | 907 | 907 | 907 | 907 | 907 | 907 | 907 | 907 | 907 | 907 | 907 | 907 | 907 | 907 | 907 | 907 | 907 | 907
| 1 | 916 | 916 | 916 | 915 | 915 | 915 | 914 | 914 | 914 | 913 | 912 | 912 | 911 | 910 | 910 | 909 | 908 | 907 | 907 | 906 | 905 | 904 | 904 | 903 | 902 | 902 | 901 | 900 | 900 | 899 | 899 | 899 | 898 | 898 | 898 | 898
| 2 | 924 | 924 | 924 | 924 | 923 | 923 | 922 | 921 | 920 | 919 | 918 | 917 | 915 | 914 | 913 | 911 | 910 | 908 | 907 | 905 | 903 | 902 | 900 | 899 | 897 | 896 | 895 | 894 | 893 | 892 | 891 | 890 | 890 | 889 | 889 | 888
| 3 | 933 | 933 | 933 | 932 | 931 | 930 | 929 | 928 | 927 | 925 | 923 | 922 | 920 | 918 | 915 | 913 | 911 | 909 | 906 | 904 | 902 | 899 | 897 | 895 | 893 | 891 | 889 | 887 | 885 | 884 | 883 | 882 | 881 | 880 | 879 | 879
| 4 | 941 | 941 | 941 | 940 | 939 | 938 | 937 | 935 | 933 | 931 | 929 | 926 | 924 | 921 | 918 | 915 | 912 | 909 | 906 | 903 | 900 | 897 | 894 | 891 | 888 | 885 | 883 | 880 | 878 | 876 | 874 | 873 | 872 | 871 | 870 | 870
| 5 | 949 | 949 | 949 | 948 | 947 | 945 | 944 | 942 | 939 | 937 | 934 | 931 | 928 | 924 | 921 | 917 | 913 | 909 | 906 | 902 | 898 | 894 | 890 | 886 | 883 | 879 | 876 | 873 | 871 | 868 | 866 | 864 | 863 | 861 | 860 | 860
| 6 | 957 | 957 | 957 | 956 | 954 | 953 | 950 | 948 | 945 | 942 | 939 | 935 | 931 | 927 | 923 | 919 | 914 | 910 | 905 | 900 | 896 | 891 | 887 | 882 | 878 | 874 | 870 | 866 | 863 | 860 | 857 | 855 | 853 | 852 | 851 | 850
| 7 | 965 | 965 | 964 | 963 | 962 | 960 | 957 | 954 | 951 | 948 | 944 | 940 | 935 | 930 | 926 | 920 | 915 | 910 | 904 | 899 | 893 | 888 | 883 | 878 | 873 | 868 | 863 | 859 | 855 | 852 | 849 | 846 | 844 | 842 | 841 | 840
| 8 | 973 | 972 | 972 | 970 | 969 | 966 | 964 | 961 | 957 | 953 | 949 | 944 | 939 | 933 | 928 | 922 | 916 | 910 | 904 | 897 | 891 | 885 | 879 | 873 | 867 | 862 | 857 | 852 | 848 | 844 | 840 | 837 | 835 | 833 | 831 | 830
| 9 | 980 | 980 | 979 | 977 | 976 | 973 | 970 | 966 | 962 | 958 | 953 | 948 | 942 | 936 | 930 | 923 | 917 | 910 | 903 | 896 | 889 | 882 | 875 | 869 | 862 | 856 | 850 | 845 | 840 | 835 | 831 | 828 | 825 | 823 | 821 | 820
| 10 | 987 | 987 | 986 | 984 | 982 | 979 | 976 | 972 | 968 | 963 | 957 | 952 | 946 | 939 | 932 | 925 | 917 | 910 | 902 | 894 | 887 | 879 | 871 | 864 | 857 | 850 | 844 | 838 | 832 | 827 | 822 | 819 | 816 | 813 | 811 | 810
| 11 | 994 | 994 | 993 | 991 | 989 | 986 | 982 | 978 | 973 | 968 | 962 | 956 | 949 | 941 | 934 | 926 | 918 | 910 | 901 | 893 | 884 | 876 | 868 | 859 | 852 | 844 | 837 | 830 | 824 | 819 | 814 | 809 | 806 | 803 | 801 | 800
| 12 | 1001 | 1000 | 999 | 998 | 995 | 992 | 988 | 983 | 978 | 972 | 966 | 959 | 952 | 944 | 936 | 927 | 918 | 910 | 900 | 891 | 882 | 873 | 864 | 855 | 846 | 838 | 830 | 823 | 816 | 810 | 805 | 800 | 796 | 793 | 791 | 790
| 13 | 1007 | 1007 | 1006 | 1004 | 1001 | 998 | 993 | 988 | 983 | 977 | 970 | 962 | 955 | 946 | 938 | 928 | 919 | 909 | 899 | 889 | 880 | 870 | 860 | 850 | 841 | 832 | 824 | 816 | 808 | 802 | 796 | 791 | 787 | 784 | 781 | 780
| 14 | 1014 | 1013 | 1012 | 1010 | 1007 | 1003 | 999 | 994 | 988 | 981 | 974 | 966 | 957 | 948 | 939 | 929 | 919 | 909 | 898 | 888 | 877 | 866 | 856 | 845 | 836 | 826 | 817 | 808 | 800 | 793 | 787 | 782 | 777 | 774 | 771 | 770
| 15 | 1020 | 1019 | 1018 | 1016 | 1013 | 1009 | 1004 | 998 | 992 | 985 | 977 | 969 | 960 | 951 | 941 | 930 | 920 | 908 | 897 | 886 | 875 | 863 | 852 | 841 | 830 | 820 | 810 | 801 | 792 | 785 | 778 | 772 | 768 | 764 | 761 | 760
| 16 | 1025 | 1025 | 1024 | 1021 | 1018 | 1014 | 1009 | 1003 | 996 | 989 | 981 | 972 | 963 | 953 | 942 | 931 | 920 | 908 | 896 | 884 | 872 | 860 | 848 | 836 | 825 | 814 | 803 | 793 | 785 | 776 | 769 | 763 | 758 | 754 | 752 | 750
| 17 | 1031 | 1031 | 1029 | 1027 | 1023 | 1019 | 1014 | 1007 | 1001 | 993 | 984 | 975 | 965 | 955 | 943 | 932 | 920 | 908 | 895 | 882 | 870 | 857 | 844 | 832 | 819 | 808 | 797 | 786 | 777 | 768 | 761 | 754 | 749 | 745 | 742 | 741
| 18 | 1036 | 1036 | 1034 | 1032 | 1028 | 1024 | 1018 | 1012 | 1004 | 996 | 988 | 978 | 967 | 956 | 945 | 933 | 920 | 907 | 894 | 880 | 867 | 853 | 840 | 827 | 814 | 801 | 790 | 779 | 769 | 760 | 752 | 745 | 740 | 736 | 733 | 731
| 19 | 1041 | 1041 | 1039 | 1037 | 1033 | 1028 | 1023 | 1016 | 1008 | 1000 | 990 | 980 | 969 | 958 | 946 | 933 | 920 | 907 | 893 | 879 | 864 | 850 | 836 | 822 | 809 | 796 | 783 | 772 | 761 | 751 | 743 | 736 | 731 | 727 | 723 | 722
| 20 | 1046 | 1046 | 1044 | 1041 | 1038 | 1033 | 1027 | 1020 | 1012 | 1003 | 993 | 983 | 971 | 959 | 947 | 933 | 920 | 906 | 891 | 876 | 862 | 847 | 832 | 818 | 803 | 789 | 777 | 764 | 753 | 743 | 735 | 728 | 722 | 717 | 714 | 712
| 21 | 1051 | 1050 | 1049 | 1046 | 1042 | 1037 | 1031 | 1023 | 1015 | 1006 | 996 | 985 | 973 | 961 | 948 | 934 | 919 | 905 | 890 | 875 | 859 | 843 | 828 | 813 | 798 | 784 | 770 | 757 | 745 | 735 | 726 | 719 | 713 | 708 | 705 | 703
| 22 | 1055 | 1055 | 1053 | 1050 | 1046 | 1041 | 1034 | 1027 | 1018 | 1009 | 998 | 987 | 975 | 962 | 948 | 934 | 919 | 904 | 888 | 872 | 856 | 840 | 824 | 808 | 793 | 778 | 764 | 750 | 738 | 727 | 718 | 710 | 704 | 699 | 696 | 693
| 23 | 1060 | 1059 | 1057 | 1054 | 1050 | 1044 | 1038 | 1030 | 1021 | 1012 | 1001 | 989 | 976 | 963 | 949 | 934 | 919 | 903 | 887 | 870 | 854 | 837 | 820 | 804 | 787 | 772 | 757 | 743 | 730 | 719 | 709 | 701 | 694 | 690 | 686 | 683
| 24 | 1064 | 1063 | 1061 | 1058 | 1054 | 1048 | 1041 | 1033 | 1024 | 1014 | 1003 | 991 | 978 | 964 | 949 | 934 | 918 | 902 | 885 | 868 | 851 | 834 | 816 | 799 | 782 | 766 | 750 | 736 | 723 | 711 | 701 | 692 | 685 | 680 | 676 | 673
| 25 | 1067 | 1067 | 1065 | 1062 | 1057 | 1051 | 1044 | 1036 | 1027 | 1016 | 1005 | 992 | 979 | 965 | 949 | 934 | 918 | 901 | 883 | 866 | 848 | 830 | 812 | 794 | 777 | 760 | 744 | 729 | 715 | 703 | 692 | 683 | 676 | 670 | 666 | 664
| 26 | 1071 | 1070 | 1068 | 1065 | 1060 | 1054 | 1047 | 1039 | 1029 | 1018 | 1007 | 994 | 980 | 965 | 950 | 934 | 917 | 900 | 882 | 864 | 845 | 827 | 808 | 790 | 772 | 754 | 738 | 722 | 707 | 695 | 684 | 675 | 667 | 661 | 657 | 654
| 27 | 1074 | 1073 | 1071 | 1068 | 1063 | 1057 | 1050 | 1041 | 1031 | 1020 | 1008 | 995 | 981 | 965 | 950 | 933 | 916 | 898 | 880 | 861 | 842 | 823 | 804 | 785 | 767 | 749 | 731 | 715 | 700 | 687 | 676 | 666 | 658 | 652 | 647 | 645
| 28 | 1077 | 1076 | 1074 | 1071 | 1066 | 1060 | 1052 | 1043 | 1033 | 1022 | 1009 | 996 | 981 | 966 | 950 | 933 | 915 | 897 | 878 | 859 | 840 | 820 | 800 | 781 | 762 | 743 | 725 | 708 | 693 | 679 | 667 | 657 | 649 | 642 | 638 | 635
| 29 | 1080 | 1079 | 1077 | 1073 | 1068 | 1062 | 1054 | 1045 | 1035 | 1023 | 1011 | 997 | 982 | 966 | 949 | 932 | 914 | 895 | 876 | 856 | 836 | 816 | 796 | 776 | 757 | 737 | 719 | 701 | 685 | 671 | 659 | 648 | 640 | 633 | 628 | 625
| 30 | 1082 | 1081 | 1079 | 1076 | 1071 | 1064 | 1056 | 1047 | 1036 | 1025 | 1011 | 997 | 982 | 966 | 949 | 931 | 913 | 894 | 874 | 854 | 833 | 813 | 792 | 772 | 751 | 731 | 713 | 694 | 678 | 663 | 650 | 640 | 631 | 624 | 619 | 616
| 31 | 1084 | 1084 | 1081 | 1078 | 1073 | 1066 | 1058 | 1048 | 1038 | 1026 | 1012 | 998 | 982 | 966 | 949 | 930 | 912 | 892 | 872 | 851 | 831 | 809 | 788 | 767 | 746 | 726 | 706 | 688 | 671 | 655 | 642 | 631 | 622 | 615 | 609 | 606
| 32 | 1086 | 1086 | 1083 | 1080 | 1074 | 1068 | 1059 | 1050 | 1039 | 1027 | 1013 | 998 | 982 | 966 | 948 | 929 | 910 | 890 | 870 | 849 | 827 | 805 | 784 | 763 | 741 | 720 | 700 | 681 | 663 | 648 | 634 | 622 | 613 | 605 | 600 | 597
| 33 | 1088 | 1087 | 1085 | 1081 | 1076 | 1069 | 1061 | 1051 | 1040 | 1027 | 1013 | 998 | 982 | 965 | 947 | 928 | 908 | 888 | 867 | 846 | 824 | 802 | 780 | 758 | 736 | 715 | 694 | 674 | 656 | 640 | 626 | 614 | 604 | 596 | 591 | 587
| 34 | 1089 | 1089 | 1086 | 1082 | 1077 | 1070 | 1062 | 1052 | 1040 | 1027 | 1013 | 998 | 982 | 964 | 946 | 927 | 907 | 886 | 864 | 843 | 821 | 798 | 776 | 753 | 731 | 709 | 688 | 668 | 649 | 632 | 618 | 605 | 595 | 587 | 581 | 578
| 35 | 1091 | 1090 | 1088 | 1084 | 1078 | 1071 | 1062 | 1052 | 1041 | 1028 | 1013 | 998 | 981 | 963 | 945 | 925 | 905 | 884 | 862 | 840 | 817 | 795 | 772 | 749 | 726 | 704 | 682 | 662 | 642 | 625 | 610 | 597 | 586 | 578 | 572 | 568
| 36 | 1092 | 1091 | 1088 | 1084 | 1079 | 1072 | 1063 | 1053 | 1041 | 1028 | 1013 | 997 | 980 | 962 | 943 | 923 | 903 | 881 | 859 | 837 | 814 | 791 | 767 | 744 | 721 | 698 | 676 | 655 | 635 | 617 | 602 | 588 | 577 | 569 | 563 | 558
| 37 | 1092 | 1091 | 1089 | 1085 | 1079 | 1072 | 1063 | 1053 | 1041 | 1027 | 1013 | 997 | 980 | 961 | 942 | 922 | 901 | 879 | 856 | 834 | 810 | 787 | 763 | 739 | 716 | 693 | 670 | 649 | 628 | 610 | 594 | 580 | 569 | 560 | 554 | 549
| 38 | 1093 | 1092 | 1089 | 1085 | 1080 | 1072 | 1063 | 1053 | 1041 | 1027 | 1012 | 996 | 978 | 960 | 940 | 920 | 898 | 876 | 854 | 830 | 807 | 783 | 759 | 735 | 711 | 687 | 665 | 642 | 622 | 602 | 586 | 572 | 560 | 551 | 544 | 540
| 39 | 1093 | 1092 | 1089 | 1085 | 1080 | 1072 | 1063 | 1052 | 1040 | 1026 | 1011 | 995 | 977 | 958 | 938 | 917 | 896 | 874 | 851 | 827 | 803 | 779 | 754 | 730 | 706 | 682 | 658 | 636 | 615 | 595 | 578 | 564 | 551 | 542 | 536 | 531
| 40 | 1093 | 1092 | 1089 | 1085 | 1079 | 1072 | 1063 | 1052 | 1039 | 1025 | 1010 | 993 | 975 | 956 | 936 | 915 | 893 | 871 | 847 | 823 | 799 | 774 | 750 | 725 | 701 | 676 | 653 | 630 | 608 | 588 | 570 | 555 | 543 | 533 | 527 | 522
| 41 | 1092 | 1091 | 1089 | 1085 | 1079 | 1071 | 1062 | 1051 | 1038 | 1024 | 1009 | 992 | 974 | 955 | 934 | 913 | 891 | 868 | 844 | 820 | 795 | 771 | 745 | 720 | 695 | 671 | 647 | 624 | 602 | 581 | 563 | 547 | 535 | 524 | 518 | 514
| 42 | 1092 | 1091 | 1088 | 1084 | 1078 | 1070 | 1061 | 1050 | 1037 | 1023 | 1007 | 990 | 972 | 952 | 932 | 910 | 888 | 865 | 841 | 816 | 791 | 766 | 741 | 715 | 690 | 665 | 641 | 618 | 595 | 574 | 555 | 539 | 526 | 516 | 509 | 505
| 43 | 1091 | 1090 | 1087 | 1083 | 1077 | 1069 | 1060 | 1049 | 1036 | 1021 | 1006 | 988 | 970 | 950 | 929 | 907 | 885 | 861 | 837 | 813 | 787 | 762 | 736 | 710 | 685 | 660 | 635 | 612 | 589 | 567 | 548 | 532 | 518 | 508 | 500 | 497
| 44 | 1089 | 1089 | 1086 | 1082 | 1076 | 1068 | 1058 | 1047 | 1034 | 1020 | 1004 | 986 | 968 | 948 | 927 | 905 | 882 | 858 | 834 | 809 | 783 | 757 | 731 | 706 | 680 | 654 | 630 | 606 | 583 | 560 | 541 | 524 | 510 | 499 | 492 | 488
| 45 | 1088 | 1087 | 1085 | 1080 | 1074 | 1066 | 1057 | 1045 | 1032 | 1018 | 1001 | 984 | 965 | 945 | 924 | 902 | 878 | 855 | 830 | 805 | 779 | 753 | 727 | 701 | 674 | 649 | 624 | 600 | 576 | 554 | 534 | 516 | 502 | 491 | 483 | 479
| 46 | 1086 | 1086 | 1083 | 1079 | 1072 | 1064 | 1055 | 1043 | 1030 | 1015 | 999 | 981 | 962 | 942 | 921 | 898 | 875 | 851 | 826 | 801 | 775 | 748 | 722 | 695 | 669 | 644 | 618 | 594 | 570 | 547 | 527 | 509 | 494 | 483 | 474 | 470
| 47 | 1084 | 1084 | 1081 | 1077 | 1070 | 1062 | 1053 | 1041 | 1028 | 1013 | 997 | 979 | 959 | 939 | 918 | 895 | 871 | 847 | 822 | 796 | 770 | 744 | 717 | 691 | 664 | 638 | 612 | 588 | 564 | 541 | 520 | 501 | 487 | 475 | 466 | 462
| 48 | 1082 | 1081 | 1079 | 1074 | 1068 | 1060 | 1050 | 1039 | 1025 | 1010 | 994 | 976 | 956 | 936 | 914 | 891 | 868 | 843 | 818 | 792 | 766 | 739 | 712 | 685 | 659 | 632 | 607 | 582 | 558 | 535 | 513 | 494 | 479 | 467 | 459 | 453
| 49 | 1080 | 1079 | 1076 | 1072 | 1066 | 1058 | 1048 | 1036 | 1023 | 1007 | 991 | 973 | 953 | 933 | 911 | 888 | 864 | 839 | 814 | 788 | 761 | 734 | 707 | 680 | 653 | 627 | 601 | 576 | 552 | 528 | 506 | 487 | 472 | 460 | 451 | 445
| 50 | 1077 | 1076 | 1073 | 1069 | 1063 | 1055 | 1045 | 1033 | 1020 | 1004 | 988 | 969 | 950 | 929 | 907 | 884 | 860 | 835 | 809 | 783 | 756 | 729 | 702 | 675 | 648 | 621 | 595 | 570 | 545 | 522 | 500 | 480 | 464 | 452 | 443 | 438
| 51 | 1074 | 1073 | 1070 | 1066 | 1060 | 1052 | 1042 | 1030 | 1016 | 1001 | 984 | 966 | 946 | 925 | 903 | 880 | 856 | 831 | 805 | 778 | 752 | 724 | 697 | 669 | 642 | 615 | 589 | 564 | 539 | 516 | 494 | 474 | 457 | 445 | 435 | 430
| 52 | 1071 | 1070 | 1067 | 1063 | 1056 | 1048 | 1038 | 1026 | 1013 | 997 | 981 | 962 | 942 | 921 | 899 | 876 | 851 | 826 | 800 | 774 | 747 | 719 | 692 | 664 | 637 | 610 | 584 | 558 | 533 | 510 | 487 | 467 | 450 | 437 | 428 | 422
| 53 | 1067 | 1066 | 1064 | 1059 | 1053 | 1045 | 1035 | 1023 | 1009 | 994 | 977 | 958 | 938 | 917 | 895 | 871 | 847 | 822 | 795 | 769 | 742 | 714 | 686 | 659 | 631 | 604 | 578 | 552 | 527 | 504 | 481 | 461 | 443 | 430 | 421 | 415
| 54 | 1063 | 1062 | 1060 | 1055 | 1049 | 1041 | 1031 | 1019 | 1005 | 990 | 973 | 954 | 934 | 913 | 890 | 867 | 842 | 817 | 791 | 764 | 736 | 709 | 681 | 653 | 626 | 599 | 572 | 546 | 521 | 497 | 475 | 454 | 437 | 423 | 413 | 408
| 55 | 1059 | 1058 | 1056 | 1051 | 1045 | 1037 | 1027 | 1015 | 1001 | 985 | 968 | 950 | 930 | 908 | 886 | 862 | 837 | 812 | 786 | 759 | 731 | 703 | 676 | 648 | 620 | 593 | 566 | 540 | 515 | 491 | 469 | 448 | 430 | 416 | 406 | 400
| 56 | 1055 | 1054 | 1051 | 1047 | 1041 | 1032 | 1022 | 1010 | 997 | 981 | 964 | 945 | 925 | 904 | 881 | 857 | 833 | 807 | 781 | 753 | 726 | 698 | 670 | 642 | 614 | 587 | 560 | 534 | 509 | 486 | 463 | 442 | 424 | 410 | 400 | 393
| 57 | 1050 | 1049 | 1047 | 1042 | 1036 | 1028 | 1018 | 1006 | 992 | 976 | 959 | 941 | 920 | 899 | 876 | 852 | 828 | 802 | 775 | 748 | 721 | 693 | 665 | 637 | 609 | 581 | 554 | 528 | 503 | 480 | 457 | 436 | 418 | 403 | 393 | 387
| 58 | 1045 | 1045 | 1042 | 1037 | 1031 | 1023 | 1013 | 1001 | 987 | 972 | 954 | 936 | 915 | 894 | 871 | 847 | 822 | 797 | 770 | 743 | 715 | 687 | 659 | 631 | 603 | 575 | 549 | 523 | 498 | 473 | 451 | 430 | 412 | 397 | 386 | 380
| 59 | 1040 | 1039 | 1037 | 1032 | 1026 | 1018 | 1008 | 996 | 982 | 967 | 949 | 931 | 910 | 889 | 866 | 842 | 817 | 791 | 764 | 737 | 710 | 681 | 653 | 625 | 597 | 570 | 543 | 517 | 492 | 468 | 445 | 424 | 406 | 391 | 380 | 374
| 60 | 1035 | 1034 | 1031 | 1027 | 1021 | 1013 | 1003 | 991 | 977 | 961 | 944 | 925 | 905 | 883 | 860 | 837 | 811 | 786 | 759 | 732 | 704 | 676 | 647 | 619 | 591 | 564 | 537 | 511 | 486 | 462 | 439 | 418 | 400 | 385 | 374 | 368
| 61 | 1029 | 1028 | 1026 | 1021 | 1015 | 1007 | 997 | 985 | 971 | 956 | 939 | 920 | 899 | 878 | 855 | 831 | 806 | 780 | 753 | 726 | 698 | 670 | 642 | 613 | 585 | 558 | 531 | 505 | 480 | 456 | 433 | 412 | 394 | 379 | 368 | 362
| 62 | 1023 | 1023 | 1020 | 1016 | 1009 | 1001 | 991 | 979 | 966 | 950 | 933 | 914 | 894 | 872 | 849 | 825 | 800 | 774 | 747 | 720 | 692 | 664 | 636 | 607 | 579 | 552 | 525 | 499 | 474 | 450 | 427 | 407 | 388 | 373 | 362 | 356
| 63 | 1017 | 1016 | 1014 | 1009 | 1003 | 995 | 985 | 973 | 960 | 944 | 927 | 908 | 888 | 866 | 843 | 819 | 794 | 768 | 742 | 714 | 686 | 658 | 630 | 601 | 573 | 546 | 519 | 493 | 468 | 444 | 422 | 401 | 383 | 368 | 357 | 350
| 64 | 1011 | 1010 | 1007 | 1003 | 997 | 989 | 979 | 967 | 954 | 938 | 921 | 902 | 882 | 860 | 837 | 813 | 788 | 762 | 735 | 708 | 680 | 652 | 624 | 595 | 567 | 540 | 513 | 487 | 462 | 438 | 416 | 395 | 377 | 362 | 351 | 344
| 65 | 1004 | 1003 | 1001 | 997 | 991 | 983 | 973 | 961 | 947 | 932 | 914 | 896 | 875 | 854 | 831 | 807 | 782 | 756 | 729 | 702 | 674 | 646 | 618 | 589 | 561 | 534 | 507 | 481 | 456 | 433 | 410 | 390 | 372 | 357 | 346 | 339
| 66 | 997 | 997 | 994 | 990 | 984 | 976 | 966 | 954 | 941 | 925 | 908 | 889 | 869 | 847 | 825 | 801 | 776 | 750 | 723 | 696 | 668 | 640 | 611 | 583 | 555 | 528 | 501 | 475 | 450 | 427 | 405 | 384 | 366 | 351 | 340 | 333
| 67 | 990 | 989 | 987 | 983 | 977 | 969 | 959 | 947 | 934 | 918 | 901 | 883 | 863 | 841 | 818 | 794 | 769 | 743 | 717 | 689 | 662 | 633 | 605 | 577 | 549 | 522 | 495 | 469 | 445 | 421 | 399 | 379 | 361 | 346 | 335 | 328
| 68 | 983 | 982 | 980 | 975 | 969 | 962 | 952 | 940 | 927 | 911 | 894 | 876 | 856 | 834 | 811 | 788 | 763 | 737 | 710 | 683 | 655 | 627 | 599 | 571 | 543 | 516 | 489 | 463 | 439 | 416 | 394 | 373 | 356 | 341 | 330 | 323
| 69 | 975 | 974 | 972 | 968 | 962 | 954 | 945 | 933 | 920 | 904 | 887 | 869 | 849 | 828 | 805 | 781 | 756 | 730 | 704 | 677 | 649 | 621 | 593 | 564 | 537 | 510 | 483 | 457 | 433 | 410 | 388 | 368 | 350 | 336 | 325 | 318
| 70 | 967 | 966 | 964 | 960 | 954 | 947 | 937 | 926 | 912 | 897 | 880 | 862 | 842 | 820 | 798 | 774 | 749 | 724 | 697 | 670 | 642 | 614 | 586 | 558 | 530 | 503 | 477 | 451 | 427 | 404 | 382 | 363 | 345 | 331 | 320 | 313
| 71 | 959 | 958 | 956 | 952 | 946 | 939 | 929 | 918 | 905 | 890 | 873 | 854 | 834 | 813 | 791 | 767 | 742 | 717 | 690 | 663 | 636 | 608 | 580 | 552 | 524 | 497 | 471 | 446 | 421 | 398 | 377 | 357 | 340 | 326 | 315 | 308
| 72 | 951 | 950 | 948 | 944 | 938 | 931 | 921 | 910 | 897 | 882 | 865 | 847 | 827 | 806 | 783 | 760 | 735 | 710 | 683 | 656 | 629 | 601 | 573 | 545 | 518 | 491 | 465 | 440 | 415 | 393 | 371 | 352 | 335 | 321 | 310 | 303
| 73 | 942 | 942 | 939 | 935 | 930 | 922 | 913 | 902 | 889 | 874 | 857 | 839 | 820 | 799 | 776 | 753 | 728 | 703 | 676 | 649 | 622 | 594 | 567 | 539 | 511 | 485 | 459 | 434 | 410 | 387 | 366 | 346 | 330 | 316 | 305 | 299
| 74 | 933 | 933 | 930 | 927 | 921 | 914 | 905 | 894 | 881 | 866 | 849 | 831 | 812 | 791 | 769 | 745 | 721 | 696 | 669 | 642 | 616 | 588 | 560 | 532 | 505 | 479 | 453 | 428 | 404 | 382 | 360 | 341 | 325 | 311 | 300 | 294
| 75 | 924 | 924 | 922 | 918 | 912 | 905 | 896 | 885 | 872 | 858 | 841 | 823 | 804 | 783 | 762 | 738 | 713 | 688 | 662 | 635 | 608 | 581 | 553 | 526 | 499 | 473 | 447 | 422 | 398 | 376 | 355 | 336 | 319 | 306 | 296 | 289
| 76 | 915 | 914 | 912 | 909 | 903 | 896 | 887 | 876 | 864 | 849 | 833 | 815 | 796 | 775 | 753 | 730 | 706 | 681 | 655 | 628 | 601 | 574 | 547 | 520 | 493 | 466 | 440 | 416 | 393 | 370 | 350 | 331 | 315 | 301 | 291 | 285
| 77 | 906 | 905 | 903 | 899 | 894 | 887 | 878 | 867 | 855 | 840 | 824 | 807 | 788 | 767 | 745 | 722 | 698 | 673 | 647 | 621 | 594 | 567 | 540 | 513 | 486 | 460 | 434 | 410 | 387 | 365 | 344 | 326 | 309 | 296 | 286 | 280
| 78 | 896 | 895 | 893 | 890 | 884 | 878 | 869 | 858 | 846 | 832 | 816 | 798 | 779 | 759 | 737 | 714 | 690 | 666 | 640 | 614 | 587 | 560 | 533 | 506 | 480 | 454 | 428 | 404 | 381 | 360 | 339 | 321 | 305 | 291 | 282 | 276
| 79 | 886 | 885 | 883 | 880 | 875 | 868 | 860 | 849 | 837 | 823 | 807 | 790 | 771 | 751 | 729 | 707 | 683 | 658 | 633 | 607 | 580 | 554 | 526 | 499 | 473 | 447 | 423 | 398 | 375 | 354 | 334 | 316 | 300 | 287 | 277 | 271
| 80 | 876 | 875 | 873 | 870 | 865 | 858 | 850 | 840 | 828 | 814 | 798 | 781 | 762 | 742 | 721 | 699 | 675 | 650 | 625 | 599 | 573 | 546 | 520 | 493 | 467 | 441 | 416 | 392 | 370 | 348 | 329 | 310 | 295 | 282 | 272 | 266
| 81 | 865 | 865 | 863 | 860 | 855 | 848 | 840 | 830 | 818 | 804 | 789 | 772 | 754 | 734 | 712 | 690 | 668 | 643 | 617 | 592 | 566 | 539 | 513 | 486 | 460 | 435 | 410 | 387 | 364 | 343 | 323 | 305 | 290 | 277 | 268 | 262
| 82 | 855 | 854 | 852 | 849 | 844 | 838 | 830 | 820 | 808 | 795 | 780 | 763 | 745 | 725 | 704 | 682 | 658 | 635 | 610 | 584 | 558 | 532 | 505 | 480 | 454 | 429 | 404 | 381 | 358 | 338 | 318 | 301 | 285 | 273 | 264 | 258
| 83 | 844 | 843 | 842 | 838 | 834 | 828 | 820 | 810 | 799 | 785 | 771 | 754 | 736 | 716 | 696 | 674 | 650 | 626 | 602 | 577 | 551 | 525 | 499 | 473 | 447 | 422 | 398 | 375 | 352 | 332 | 313 | 296 | 280 | 268 | 259 | 253
| 84 | 833 | 832 | 831 | 828 | 823 | 817 | 809 | 800 | 789 | 776 | 761 | 744 | 726 | 707 | 686 | 665 | 642 | 618 | 594 | 569 | 543 | 518 | 492 | 466 | 440 | 416 | 392 | 369 | 347 | 327 | 308 | 291 | 276 | 264 | 254 | 249
| 85 | 821 | 821 | 819 | 817 | 812 | 807 | 799 | 790 | 779 | 766 | 751 | 735 | 718 | 698 | 678 | 656 | 634 | 611 | 586 | 561 | 536 | 510 | 485 | 459 | 434 | 410 | 386 | 363 | 342 | 322 | 303 | 285 | 271 | 259 | 250 | 245
| 86 | 810 | 810 | 808 | 806 | 801 | 796 | 789 | 779 | 768 | 755 | 741 | 725 | 708 | 689 | 669 | 648 | 625 | 603 | 578 | 553 | 529 | 503 | 478 | 452 | 428 | 403 | 380 | 357 | 336 | 316 | 297 | 281 | 266 | 255 | 246 | 241
| 87 | 799 | 798 | 797 | 794 | 790 | 785 | 778 | 769 | 758 | 746 | 731 | 716 | 698 | 680 | 660 | 639 | 617 | 594 | 570 | 546 | 521 | 496 | 471 | 445 | 421 | 397 | 374 | 352 | 330 | 310 | 293 | 276 | 262 | 250 | 242 | 236
| 88 | 787 | 786 | 785 | 782 | 779 | 773 | 767 | 758 | 747 | 735 | 721 | 706 | 689 | 670 | 651 | 630 | 608 | 585 | 561 | 538 | 513 | 488 | 464 | 439 | 414 | 391 | 367 | 346 | 325 | 305 | 288 | 271 | 257 | 246 | 237 | 232
| 89 | 775 | 775 | 773 | 771 | 767 | 762 | 755 | 747 | 737 | 724 | 711 | 696 | 679 | 661 | 642 | 621 | 600 | 577 | 554 | 530 | 506 | 481 | 456 | 432 | 408 | 384 | 362 | 340 | 320 | 300 | 283 | 266 | 253 | 242 | 234 | 228
| 90 | 763 | 762 | 761 | 759 | 755 | 750 | 744 | 736 | 726 | 714 | 700 | 686 | 669 | 651 | 633 | 612 | 591 | 569 | 546 | 522 | 498 | 474 | 449 | 425 | 401 | 378 | 356 | 334 | 314 | 295 | 278 | 262 | 249 | 237 | 229 | 224

## Zone-5E (hidden)
Inclination (variation from horizontal) | Orientation (variation from south)
| Slope | 0 | 5 | 10 | 15 | 20 | 25 | 30 | 35 | 40 | 45 | 50 | 55 | 60 | 65 | 70 | 75 | 80 | 85 | 90 | 95 | 100 | 105 | 110 | 115 | 120 | 125 | 130 | 135 | 140 | 145 | 150 | 155 | 160 | 165 | 170 | 175
| 0 | 820 | 820 | 820 | 820 | 820 | 820 | 820 | 820 | 820 | 820 | 820 | 820 | 820 | 820 | 820 | 820 | 820 | 820 | 820 | 820 | 820 | 820 | 820 | 820 | 820 | 820 | 820 | 820 | 820 | 820 | 820 | 820 | 820 | 820 | 820 | 820
| 1 | 827 | 827 | 826 | 826 | 826 | 826 | 826 | 825 | 825 | 824 | 824 | 823 | 823 | 822 | 822 | 821 | 820 | 820 | 819 | 818 | 818 | 817 | 816 | 816 | 815 | 815 | 814 | 814 | 813 | 813 | 813 | 812 | 812 | 812 | 812 | 812
| 2 | 834 | 834 | 834 | 833 | 833 | 833 | 832 | 831 | 830 | 830 | 829 | 828 | 826 | 825 | 824 | 823 | 822 | 820 | 819 | 818 | 816 | 815 | 814 | 812 | 811 | 810 | 809 | 808 | 807 | 806 | 806 | 805 | 805 | 804 | 804 | 804
| 3 | 841 | 841 | 841 | 840 | 840 | 839 | 838 | 837 | 836 | 835 | 833 | 832 | 830 | 828 | 826 | 824 | 823 | 821 | 819 | 817 | 815 | 813 | 811 | 809 | 807 | 806 | 804 | 803 | 801 | 800 | 799 | 798 | 797 | 797 | 796 | 796
| 4 | 848 | 848 | 848 | 847 | 846 | 845 | 844 | 843 | 841 | 839 | 837 | 835 | 833 | 831 | 828 | 826 | 823 | 821 | 818 | 816 | 813 | 810 | 808 | 805 | 803 | 801 | 799 | 797 | 795 | 793 | 792 | 791 | 790 | 789 | 788 | 788
| 5 | 855 | 855 | 854 | 854 | 853 | 851 | 850 | 848 | 846 | 844 | 842 | 839 | 836 | 834 | 831 | 828 | 824 | 821 | 818 | 815 | 811 | 808 | 805 | 802 | 799 | 796 | 793 | 791 | 789 | 787 | 785 | 783 | 782 | 781 | 780 | 780
| 6 | 861 | 861 | 861 | 860 | 859 | 857 | 856 | 854 | 851 | 849 | 846 | 843 | 840 | 836 | 833 | 829 | 825 | 821 | 817 | 813 | 810 | 806 | 802 | 798 | 795 | 791 | 788 | 785 | 782 | 780 | 778 | 776 | 774 | 773 | 772 | 772
| 7 | 868 | 868 | 867 | 866 | 865 | 863 | 861 | 859 | 856 | 853 | 850 | 846 | 843 | 839 | 835 | 830 | 826 | 821 | 817 | 812 | 808 | 803 | 799 | 794 | 790 | 786 | 783 | 779 | 776 | 773 | 770 | 768 | 766 | 765 | 764 | 763
| 8 | 874 | 874 | 873 | 872 | 871 | 869 | 867 | 864 | 861 | 857 | 854 | 850 | 845 | 841 | 836 | 831 | 826 | 821 | 816 | 811 | 806 | 800 | 795 | 791 | 786 | 781 | 777 | 773 | 769 | 766 | 763 | 761 | 758 | 757 | 756 | 755
| 9 | 880 | 880 | 879 | 878 | 877 | 874 | 872 | 869 | 866 | 862 | 858 | 853 | 848 | 843 | 838 | 833 | 827 | 821 | 815 | 809 | 804 | 798 | 792 | 787 | 781 | 776 | 771 | 767 | 763 | 759 | 756 | 753 | 750 | 749 | 747 | 747
| 10 | 886 | 886 | 885 | 884 | 882 | 880 | 877 | 874 | 870 | 866 | 861 | 856 | 851 | 845 | 840 | 834 | 827 | 821 | 815 | 808 | 802 | 795 | 789 | 783 | 777 | 771 | 766 | 761 | 756 | 752 | 748 | 745 | 742 | 740 | 739 | 738
| 11 | 892 | 892 | 891 | 889 | 888 | 885 | 882 | 878 | 874 | 870 | 865 | 859 | 854 | 847 | 841 | 835 | 828 | 821 | 814 | 807 | 799 | 792 | 785 | 779 | 772 | 766 | 760 | 755 | 749 | 745 | 741 | 737 | 734 | 732 | 731 | 730
| 12 | 898 | 897 | 896 | 895 | 893 | 890 | 887 | 883 | 878 | 873 | 868 | 862 | 856 | 849 | 843 | 835 | 828 | 820 | 813 | 805 | 797 | 790 | 782 | 775 | 768 | 761 | 754 | 748 | 743 | 738 | 733 | 730 | 726 | 724 | 722 | 721
| 13 | 903 | 903 | 902 | 900 | 898 | 895 | 891 | 887 | 882 | 877 | 871 | 865 | 858 | 851 | 844 | 836 | 828 | 820 | 812 | 803 | 795 | 787 | 779 | 771 | 763 | 756 | 749 | 742 | 736 | 731 | 726 | 722 | 718 | 716 | 714 | 713
| 14 | 908 | 908 | 907 | 905 | 903 | 899 | 896 | 891 | 886 | 880 | 874 | 868 | 861 | 853 | 845 | 837 | 828 | 820 | 811 | 802 | 793 | 784 | 775 | 767 | 758 | 750 | 743 | 736 | 729 | 724 | 718 | 714 | 710 | 708 | 706 | 704
| 15 | 913 | 913 | 912 | 910 | 907 | 904 | 900 | 895 | 890 | 884 | 877 | 870 | 863 | 855 | 846 | 837 | 828 | 819 | 810 | 800 | 791 | 781 | 772 | 763 | 754 | 745 | 737 | 730 | 723 | 716 | 711 | 706 | 702 | 699 | 697 | 696
| 16 | 918 | 918 | 916 | 915 | 912 | 908 | 904 | 899 | 893 | 887 | 880 | 873 | 865 | 856 | 847 | 838 | 828 | 819 | 809 | 799 | 788 | 778 | 768 | 758 | 749 | 740 | 731 | 723 | 716 | 709 | 703 | 699 | 695 | 691 | 690 | 688
| 17 | 923 | 922 | 921 | 919 | 916 | 912 | 908 | 903 | 897 | 890 | 883 | 875 | 866 | 858 | 848 | 839 | 828 | 818 | 807 | 797 | 786 | 775 | 765 | 754 | 744 | 735 | 725 | 717 | 709 | 702 | 696 | 691 | 687 | 684 | 681 | 680
| 18 | 927 | 927 | 925 | 923 | 920 | 916 | 912 | 906 | 900 | 893 | 885 | 877 | 868 | 859 | 849 | 839 | 828 | 817 | 806 | 795 | 784 | 772 | 761 | 750 | 740 | 730 | 720 | 711 | 703 | 695 | 689 | 683 | 679 | 676 | 673 | 672
| 19 | 931 | 931 | 930 | 927 | 924 | 920 | 915 | 909 | 903 | 896 | 888 | 879 | 870 | 860 | 850 | 839 | 828 | 817 | 805 | 793 | 781 | 769 | 758 | 746 | 735 | 724 | 714 | 705 | 696 | 688 | 681 | 676 | 671 | 668 | 665 | 664
| 20 | 935 | 935 | 933 | 931 | 928 | 924 | 918 | 912 | 906 | 898 | 890 | 881 | 871 | 861 | 850 | 839 | 828 | 816 | 804 | 791 | 779 | 767 | 754 | 742 | 731 | 719 | 708 | 698 | 689 | 681 | 674 | 668 | 664 | 660 | 657 | 656
| 21 | 939 | 939 | 937 | 935 | 931 | 927 | 922 | 915 | 908 | 900 | 892 | 883 | 872 | 862 | 851 | 839 | 827 | 815 | 802 | 789 | 777 | 764 | 751 | 738 | 726 | 714 | 703 | 692 | 683 | 674 | 667 | 661 | 656 | 652 | 650 | 648
| 22 | 943 | 942 | 941 | 938 | 935 | 930 | 925 | 918 | 911 | 903 | 894 | 884 | 874 | 863 | 851 | 839 | 827 | 814 | 801 | 787 | 774 | 761 | 747 | 734 | 721 | 709 | 697 | 686 | 676 | 667 | 660 | 654 | 648 | 644 | 641 | 639
| 23 | 946 | 946 | 944 | 941 | 938 | 933 | 927 | 921 | 913 | 905 | 896 | 885 | 875 | 863 | 851 | 839 | 826 | 813 | 799 | 786 | 771 | 758 | 744 | 730 | 716 | 704 | 691 | 680 | 670 | 661 | 653 | 646 | 641 | 636 | 633 | 631
| 24 | 949 | 949 | 947 | 944 | 941 | 936 | 930 | 923 | 915 | 907 | 897 | 887 | 876 | 864 | 852 | 839 | 825 | 812 | 798 | 783 | 769 | 755 | 740 | 726 | 712 | 699 | 686 | 674 | 663 | 654 | 645 | 638 | 633 | 628 | 625 | 623
| 25 | 952 | 952 | 950 | 947 | 943 | 939 | 932 | 925 | 917 | 908 | 899 | 888 | 876 | 864 | 852 | 838 | 825 | 810 | 796 | 781 | 766 | 751 | 737 | 722 | 707 | 693 | 680 | 668 | 657 | 647 | 638 | 631 | 625 | 620 | 616 | 615
| 26 | 955 | 955 | 953 | 950 | 946 | 941 | 935 | 927 | 919 | 910 | 900 | 889 | 877 | 865 | 851 | 838 | 824 | 809 | 794 | 779 | 764 | 748 | 733 | 718 | 703 | 688 | 675 | 662 | 650 | 640 | 631 | 624 | 617 | 612 | 608 | 607
| 27 | 958 | 957 | 955 | 952 | 948 | 943 | 937 | 929 | 921 | 911 | 901 | 890 | 878 | 865 | 851 | 837 | 823 | 808 | 792 | 777 | 761 | 745 | 729 | 714 | 698 | 683 | 669 | 656 | 644 | 633 | 624 | 616 | 609 | 604 | 601 | 598
| 28 | 960 | 959 | 958 | 955 | 950 | 945 | 939 | 931 | 922 | 912 | 902 | 890 | 878 | 865 | 851 | 836 | 822 | 806 | 790 | 774 | 758 | 742 | 725 | 710 | 694 | 678 | 664 | 650 | 637 | 626 | 617 | 608 | 601 | 596 | 593 | 590
| 29 | 962 | 962 | 960 | 957 | 952 | 947 | 940 | 932 | 923 | 914 | 903 | 891 | 878 | 865 | 850 | 836 | 820 | 805 | 789 | 772 | 755 | 739 | 722 | 705 | 689 | 673 | 658 | 644 | 631 | 619 | 609 | 601 | 594 | 588 | 584 | 582
| 30 | 964 | 964 | 962 | 959 | 954 | 948 | 942 | 934 | 924 | 914 | 903 | 891 | 878 | 864 | 850 | 835 | 819 | 803 | 787 | 770 | 753 | 736 | 718 | 701 | 685 | 669 | 653 | 638 | 625 | 613 | 602 | 593 | 586 | 580 | 576 | 574
| 31 | 966 | 965 | 963 | 960 | 956 | 950 | 943 | 935 | 925 | 915 | 904 | 891 | 878 | 864 | 849 | 834 | 818 | 801 | 784 | 767 | 750 | 732 | 715 | 697 | 680 | 663 | 647 | 632 | 618 | 606 | 595 | 586 | 578 | 573 | 568 | 566
| 32 | 967 | 967 | 965 | 961 | 957 | 951 | 944 | 936 | 926 | 915 | 904 | 891 | 878 | 863 | 848 | 833 | 816 | 799 | 782 | 764 | 747 | 729 | 711 | 693 | 676 | 659 | 642 | 626 | 612 | 599 | 588 | 579 | 571 | 565 | 561 | 558
| 33 | 969 | 968 | 966 | 963 | 958 | 952 | 945 | 936 | 927 | 916 | 904 | 891 | 877 | 862 | 847 | 831 | 814 | 797 | 780 | 762 | 744 | 725 | 707 | 689 | 671 | 653 | 637 | 621 | 606 | 593 | 581 | 571 | 563 | 557 | 553 | 549
| 34 | 970 | 969 | 967 | 964 | 959 | 953 | 945 | 937 | 927 | 916 | 904 | 891 | 876 | 862 | 846 | 829 | 813 | 795 | 777 | 759 | 741 | 722 | 703 | 685 | 667 | 649 | 631 | 615 | 600 | 586 | 574 | 564 | 555 | 549 | 544 | 541
| 35 | 971 | 970 | 968 | 964 | 959 | 953 | 946 | 937 | 927 | 916 | 903 | 890 | 876 | 861 | 845 | 828 | 811 | 793 | 775 | 756 | 737 | 719 | 700 | 681 | 662 | 644 | 626 | 609 | 594 | 579 | 567 | 557 | 548 | 541 | 536 | 533
| 36 | 971 | 970 | 968 | 965 | 960 | 954 | 946 | 937 | 927 | 915 | 903 | 889 | 875 | 859 | 843 | 826 | 809 | 791 | 772 | 753 | 734 | 715 | 696 | 676 | 657 | 639 | 621 | 604 | 587 | 573 | 560 | 549 | 540 | 534 | 528 | 525
| 37 | 972 | 971 | 969 | 965 | 960 | 954 | 946 | 937 | 927 | 915 | 902 | 888 | 874 | 858 | 842 | 824 | 807 | 788 | 769 | 750 | 731 | 711 | 692 | 672 | 653 | 634 | 616 | 598 | 581 | 566 | 553 | 542 | 533 | 526 | 521 | 517
| 38 | 972 | 971 | 969 | 965 | 960 | 954 | 946 | 937 | 926 | 914 | 901 | 887 | 872 | 857 | 840 | 822 | 804 | 786 | 767 | 747 | 727 | 708 | 688 | 668 | 648 | 629 | 610 | 593 | 576 | 560 | 547 | 535 | 526 | 518 | 513 | 510
| 39 | 972 | 971 | 969 | 965 | 960 | 954 | 945 | 936 | 926 | 913 | 900 | 886 | 871 | 855 | 838 | 820 | 802 | 783 | 764 | 744 | 724 | 704 | 684 | 664 | 643 | 624 | 605 | 587 | 570 | 554 | 540 | 528 | 518 | 511 | 505 | 502
| 40 | 971 | 971 | 968 | 965 | 960 | 953 | 945 | 935 | 925 | 912 | 899 | 885 | 869 | 853 | 836 | 818 | 799 | 780 | 761 | 741 | 720 | 700 | 679 | 659 | 639 | 619 | 600 | 581 | 564 | 548 | 533 | 521 | 511 | 503 | 498 | 494
| 41 | 971 | 970 | 968 | 964 | 959 | 952 | 944 | 934 | 923 | 911 | 898 | 883 | 868 | 851 | 834 | 816 | 797 | 777 | 758 | 737 | 717 | 696 | 675 | 655 | 634 | 614 | 595 | 576 | 558 | 541 | 527 | 514 | 504 | 496 | 490 | 487
| 42 | 970 | 969 | 967 | 963 | 958 | 951 | 943 | 933 | 922 | 910 | 896 | 882 | 866 | 849 | 831 | 813 | 794 | 774 | 754 | 734 | 713 | 692 | 671 | 650 | 630 | 609 | 589 | 570 | 552 | 535 | 520 | 507 | 497 | 488 | 483 | 479
| 43 | 969 | 968 | 966 | 962 | 957 | 950 | 942 | 932 | 921 | 908 | 895 | 880 | 864 | 847 | 829 | 810 | 791 | 771 | 751 | 730 | 709 | 688 | 667 | 646 | 625 | 604 | 584 | 565 | 547 | 529 | 514 | 500 | 490 | 481 | 475 | 472
| 44 | 968 | 967 | 965 | 961 | 956 | 949 | 940 | 930 | 919 | 906 | 893 | 878 | 861 | 844 | 826 | 808 | 788 | 768 | 748 | 727 | 705 | 684 | 662 | 641 | 620 | 599 | 579 | 560 | 541 | 523 | 507 | 494 | 483 | 474 | 467 | 464
| 45 | 967 | 966 | 964 | 960 | 954 | 947 | 939 | 929 | 917 | 905 | 890 | 875 | 859 | 842 | 824 | 805 | 785 | 765 | 744 | 723 | 701 | 680 | 658 | 636 | 615 | 594 | 574 | 554 | 535 | 517 | 501 | 487 | 476 | 467 | 460 | 456
| 46 | 965 | 964 | 962 | 958 | 953 | 945 | 937 | 927 | 915 | 902 | 888 | 873 | 856 | 839 | 821 | 802 | 782 | 761 | 740 | 719 | 697 | 675 | 654 | 632 | 610 | 589 | 569 | 549 | 530 | 511 | 495 | 480 | 469 | 460 | 453 | 449
| 47 | 963 | 962 | 960 | 956 | 951 | 943 | 935 | 925 | 913 | 900 | 886 | 870 | 854 | 836 | 818 | 798 | 778 | 758 | 737 | 715 | 693 | 671 | 649 | 627 | 605 | 584 | 563 | 543 | 524 | 506 | 489 | 474 | 462 | 453 | 446 | 441
| 48 | 961 | 960 | 958 | 954 | 948 | 941 | 933 | 922 | 911 | 897 | 883 | 867 | 851 | 833 | 814 | 795 | 775 | 754 | 733 | 711 | 689 | 667 | 645 | 622 | 601 | 579 | 558 | 538 | 518 | 500 | 483 | 468 | 456 | 446 | 439 | 435
| 49 | 959 | 958 | 956 | 952 | 946 | 939 | 930 | 920 | 908 | 895 | 880 | 864 | 848 | 830 | 811 | 791 | 771 | 750 | 729 | 707 | 685 | 662 | 640 | 618 | 596 | 574 | 553 | 532 | 513 | 494 | 477 | 462 | 449 | 439 | 432 | 428
| 50 | 956 | 955 | 953 | 949 | 943 | 936 | 927 | 917 | 905 | 892 | 877 | 861 | 844 | 826 | 807 | 788 | 767 | 746 | 725 | 703 | 680 | 658 | 635 | 613 | 591 | 569 | 548 | 527 | 507 | 489 | 471 | 455 | 443 | 433 | 425 | 421
| 51 | 953 | 953 | 950 | 946 | 941 | 933 | 924 | 914 | 902 | 889 | 874 | 858 | 841 | 823 | 804 | 784 | 763 | 742 | 720 | 698 | 676 | 653 | 630 | 608 | 585 | 564 | 542 | 522 | 502 | 483 | 465 | 449 | 436 | 426 | 419 | 414
| 52 | 950 | 950 | 947 | 943 | 938 | 930 | 921 | 911 | 899 | 885 | 870 | 854 | 837 | 819 | 800 | 780 | 759 | 738 | 716 | 694 | 671 | 648 | 625 | 603 | 580 | 558 | 537 | 516 | 496 | 477 | 459 | 443 | 430 | 420 | 412 | 407
| 53 | 947 | 946 | 944 | 940 | 934 | 927 | 918 | 907 | 895 | 882 | 867 | 851 | 833 | 815 | 796 | 776 | 755 | 734 | 712 | 689 | 666 | 644 | 621 | 598 | 575 | 553 | 532 | 511 | 491 | 472 | 454 | 438 | 424 | 413 | 406 | 401
| 54 | 944 | 943 | 941 | 937 | 931 | 924 | 915 | 904 | 892 | 878 | 863 | 847 | 830 | 811 | 792 | 772 | 751 | 729 | 707 | 684 | 662 | 639 | 616 | 593 | 570 | 548 | 526 | 505 | 485 | 466 | 448 | 432 | 418 | 407 | 399 | 395
| 55 | 940 | 939 | 937 | 933 | 927 | 920 | 911 | 900 | 888 | 874 | 859 | 843 | 825 | 807 | 788 | 767 | 746 | 725 | 702 | 680 | 657 | 634 | 611 | 588 | 565 | 543 | 521 | 500 | 480 | 461 | 443 | 426 | 412 | 401 | 393 | 388
| 56 | 936 | 935 | 933 | 929 | 923 | 916 | 907 | 896 | 884 | 870 | 855 | 839 | 821 | 803 | 783 | 763 | 742 | 720 | 698 | 675 | 652 | 629 | 605 | 582 | 560 | 537 | 516 | 494 | 474 | 455 | 437 | 420 | 406 | 395 | 387 | 382
| 57 | 932 | 931 | 929 | 925 | 919 | 912 | 903 | 892 | 880 | 866 | 851 | 834 | 817 | 798 | 779 | 758 | 737 | 715 | 693 | 670 | 647 | 624 | 600 | 577 | 554 | 532 | 510 | 489 | 469 | 450 | 431 | 415 | 401 | 389 | 381 | 376
| 58 | 928 | 927 | 925 | 921 | 915 | 907 | 898 | 888 | 875 | 861 | 846 | 830 | 812 | 793 | 774 | 753 | 732 | 710 | 688 | 665 | 642 | 618 | 595 | 572 | 549 | 526 | 505 | 483 | 463 | 444 | 426 | 409 | 395 | 383 | 375 | 370
| 59 | 923 | 922 | 920 | 916 | 910 | 903 | 894 | 883 | 871 | 857 | 842 | 825 | 807 | 789 | 769 | 748 | 727 | 705 | 683 | 660 | 637 | 613 | 590 | 566 | 544 | 521 | 499 | 478 | 458 | 439 | 420 | 404 | 389 | 378 | 369 | 364
| 60 | 918 | 918 | 915 | 911 | 906 | 898 | 889 | 878 | 866 | 852 | 837 | 820 | 802 | 784 | 764 | 743 | 722 | 700 | 677 | 655 | 631 | 608 | 584 | 561 | 538 | 516 | 494 | 473 | 452 | 433 | 415 | 398 | 384 | 372 | 364 | 359
| 61 | 914 | 913 | 910 | 906 | 901 | 893 | 884 | 873 | 861 | 847 | 832 | 815 | 797 | 779 | 759 | 738 | 717 | 695 | 672 | 649 | 626 | 602 | 579 | 556 | 533 | 510 | 488 | 467 | 447 | 428 | 409 | 393 | 378 | 367 | 358 | 353
| 62 | 908 | 908 | 905 | 901 | 895 | 888 | 879 | 868 | 856 | 842 | 827 | 810 | 792 | 773 | 754 | 733 | 712 | 690 | 667 | 644 | 620 | 597 | 574 | 550 | 527 | 505 | 483 | 462 | 441 | 422 | 404 | 388 | 373 | 361 | 353 | 347
| 63 | 903 | 902 | 900 | 896 | 890 | 883 | 874 | 863 | 850 | 836 | 821 | 805 | 787 | 768 | 748 | 728 | 706 | 684 | 661 | 638 | 615 | 591 | 568 | 545 | 522 | 499 | 477 | 456 | 436 | 417 | 399 | 382 | 368 | 356 | 347 | 342
| 64 | 897 | 896 | 894 | 890 | 884 | 877 | 868 | 857 | 845 | 831 | 815 | 799 | 781 | 763 | 743 | 722 | 701 | 678 | 656 | 633 | 609 | 586 | 562 | 539 | 516 | 494 | 472 | 451 | 431 | 411 | 393 | 377 | 363 | 351 | 342 | 336
| 65 | 891 | 891 | 888 | 884 | 879 | 871 | 862 | 852 | 839 | 825 | 810 | 793 | 776 | 757 | 737 | 716 | 695 | 673 | 650 | 627 | 604 | 580 | 557 | 533 | 510 | 488 | 466 | 445 | 425 | 406 | 388 | 372 | 357 | 346 | 337 | 331
| 66 | 885 | 885 | 882 | 878 | 873 | 865 | 856 | 846 | 833 | 819 | 804 | 788 | 770 | 751 | 731 | 711 | 689 | 667 | 644 | 621 | 598 | 574 | 551 | 528 | 505 | 482 | 460 | 440 | 420 | 401 | 383 | 367 | 352 | 340 | 332 | 326
| 67 | 879 | 878 | 876 | 872 | 866 | 859 | 850 | 840 | 827 | 813 | 798 | 782 | 764 | 745 | 725 | 705 | 683 | 661 | 639 | 615 | 592 | 569 | 545 | 522 | 499 | 477 | 455 | 434 | 414 | 395 | 378 | 362 | 347 | 336 | 327 | 321
| 68 | 873 | 872 | 870 | 866 | 860 | 853 | 844 | 833 | 821 | 807 | 792 | 776 | 758 | 739 | 719 | 699 | 677 | 655 | 633 | 610 | 586 | 563 | 539 | 516 | 493 | 471 | 449 | 429 | 409 | 390 | 372 | 356 | 342 | 331 | 322 | 316
| 69 | 866 | 865 | 863 | 859 | 853 | 846 | 837 | 827 | 815 | 801 | 786 | 769 | 752 | 733 | 713 | 692 | 671 | 649 | 626 | 604 | 580 | 557 | 534 | 510 | 488 | 465 | 444 | 423 | 403 | 385 | 367 | 351 | 337 | 326 | 317 | 312
| 70 | 859 | 858 | 856 | 852 | 847 | 840 | 831 | 820 | 808 | 794 | 779 | 763 | 745 | 726 | 707 | 686 | 665 | 643 | 620 | 597 | 574 | 551 | 528 | 504 | 482 | 460 | 438 | 417 | 398 | 379 | 362 | 346 | 332 | 321 | 312 | 307
| 71 | 852 | 851 | 849 | 845 | 840 | 833 | 824 | 813 | 801 | 788 | 773 | 756 | 738 | 720 | 700 | 680 | 659 | 637 | 614 | 591 | 568 | 545 | 522 | 499 | 476 | 454 | 433 | 412 | 392 | 374 | 357 | 341 | 327 | 316 | 307 | 302
| 72 | 845 | 844 | 842 | 838 | 832 | 826 | 817 | 806 | 794 | 781 | 766 | 749 | 732 | 713 | 694 | 673 | 652 | 630 | 608 | 585 | 562 | 539 | 516 | 493 | 470 | 448 | 427 | 406 | 387 | 369 | 351 | 336 | 322 | 311 | 303 | 297
| 73 | 837 | 836 | 834 | 831 | 825 | 818 | 809 | 799 | 787 | 774 | 759 | 742 | 725 | 707 | 687 | 667 | 646 | 624 | 601 | 579 | 556 | 533 | 510 | 487 | 464 | 442 | 421 | 401 | 382 | 363 | 346 | 331 | 317 | 306 | 298 | 293
| 74 | 830 | 829 | 827 | 823 | 818 | 811 | 802 | 792 | 780 | 766 | 752 | 735 | 718 | 700 | 681 | 660 | 639 | 618 | 595 | 573 | 550 | 527 | 504 | 481 | 458 | 437 | 416 | 395 | 376 | 358 | 341 | 326 | 312 | 301 | 293 | 288
| 75 | 822 | 821 | 819 | 815 | 810 | 803 | 795 | 784 | 773 | 759 | 744 | 728 | 711 | 693 | 674 | 653 | 632 | 611 | 589 | 566 | 543 | 520 | 497 | 475 | 453 | 431 | 410 | 390 | 371 | 353 | 336 | 321 | 308 | 297 | 289 | 284
| 76 | 814 | 813 | 811 | 807 | 802 | 795 | 787 | 777 | 765 | 752 | 737 | 721 | 704 | 686 | 666 | 647 | 626 | 604 | 582 | 560 | 537 | 514 | 491 | 469 | 447 | 425 | 404 | 384 | 365 | 348 | 331 | 316 | 303 | 292 | 284 | 279
| 77 | 805 | 805 | 802 | 799 | 794 | 787 | 779 | 769 | 757 | 744 | 729 | 714 | 697 | 678 | 659 | 639 | 619 | 597 | 575 | 553 | 530 | 508 | 485 | 463 | 441 | 419 | 399 | 379 | 360 | 342 | 326 | 311 | 298 | 287 | 279 | 275
| 78 | 797 | 796 | 794 | 791 | 786 | 779 | 771 | 761 | 749 | 736 | 722 | 706 | 689 | 671 | 652 | 632 | 611 | 590 | 569 | 546 | 524 | 502 | 479 | 456 | 435 | 413 | 393 | 373 | 355 | 337 | 321 | 306 | 293 | 283 | 275 | 270
| 79 | 788 | 787 | 786 | 782 | 777 | 770 | 762 | 753 | 741 | 728 | 714 | 698 | 681 | 663 | 645 | 625 | 605 | 583 | 562 | 540 | 517 | 495 | 473 | 450 | 429 | 408 | 387 | 368 | 349 | 332 | 316 | 301 | 289 | 278 | 271 | 266
| 80 | 779 | 779 | 777 | 773 | 768 | 762 | 754 | 744 | 733 | 720 | 706 | 691 | 674 | 656 | 637 | 618 | 598 | 576 | 555 | 533 | 511 | 489 | 466 | 444 | 423 | 402 | 381 | 362 | 344 | 327 | 311 | 296 | 284 | 274 | 266 | 262
| 81 | 770 | 770 | 768 | 764 | 760 | 753 | 746 | 736 | 725 | 712 | 698 | 683 | 666 | 648 | 630 | 610 | 591 | 570 | 548 | 526 | 504 | 482 | 460 | 438 | 417 | 396 | 376 | 357 | 339 | 322 | 306 | 292 | 279 | 269 | 262 | 257
| 82 | 761 | 760 | 759 | 755 | 751 | 745 | 737 | 727 | 716 | 703 | 690 | 674 | 658 | 641 | 622 | 603 | 582 | 563 | 541 | 519 | 498 | 476 | 453 | 432 | 411 | 390 | 370 | 352 | 333 | 316 | 301 | 287 | 275 | 265 | 258 | 253
| 83 | 752 | 751 | 749 | 746 | 742 | 736 | 728 | 719 | 708 | 695 | 682 | 666 | 650 | 633 | 615 | 596 | 575 | 555 | 534 | 513 | 491 | 469 | 447 | 426 | 405 | 384 | 365 | 346 | 328 | 311 | 296 | 282 | 270 | 260 | 253 | 249
| 84 | 742 | 742 | 740 | 737 | 732 | 726 | 719 | 709 | 699 | 687 | 673 | 658 | 642 | 625 | 607 | 588 | 568 | 548 | 527 | 506 | 484 | 462 | 441 | 420 | 399 | 378 | 359 | 340 | 323 | 306 | 291 | 277 | 266 | 256 | 249 | 244
| 85 | 733 | 732 | 730 | 727 | 723 | 717 | 709 | 701 | 690 | 678 | 664 | 650 | 634 | 617 | 599 | 580 | 561 | 541 | 520 | 499 | 478 | 456 | 434 | 414 | 393 | 373 | 353 | 335 | 318 | 301 | 286 | 273 | 261 | 252 | 245 | 240
| 86 | 722 | 722 | 720 | 717 | 713 | 707 | 700 | 691 | 681 | 669 | 656 | 641 | 625 | 609 | 591 | 572 | 553 | 534 | 513 | 492 | 471 | 449 | 428 | 407 | 387 | 367 | 348 | 329 | 312 | 296 | 282 | 268 | 257 | 247 | 240 | 236
| 87 | 712 | 712 | 710 | 708 | 703 | 698 | 691 | 682 | 672 | 660 | 647 | 632 | 617 | 600 | 583 | 565 | 545 | 526 | 506 | 485 | 464 | 443 | 422 | 401 | 381 | 361 | 342 | 324 | 307 | 291 | 277 | 264 | 252 | 243 | 236 | 232
| 88 | 702 | 702 | 700 | 697 | 693 | 688 | 681 | 672 | 662 | 651 | 638 | 624 | 609 | 592 | 575 | 557 | 538 | 518 | 498 | 478 | 457 | 436 | 416 | 395 | 375 | 355 | 337 | 319 | 302 | 286 | 272 | 259 | 248 | 239 | 232 | 228
| 89 | 692 | 691 | 690 | 687 | 683 | 678 | 671 | 663 | 653 | 642 | 629 | 615 | 600 | 584 | 567 | 549 | 530 | 510 | 490 | 471 | 450 | 429 | 409 | 389 | 369 | 350 | 331 | 313 | 297 | 282 | 267 | 255 | 244 | 235 | 228 | 224
| 90 | 682 | 681 | 679 | 677 | 673 | 668 | 661 | 653 | 644 | 632 | 620 | 606 | 591 | 575 | 558 | 541 | 522 | 503 | 484 | 463 | 443 | 423 | 403 | 382 | 363 | 344 | 325 | 308 | 292 | 277 | 262 | 250 | 239 | 231 | 224 | 220

## Zone-5W (hidden)
Inclination (variation from horizontal) | Orientation (variation from south)
| Slope | 0 | 5 | 10 | 15 | 20 | 25 | 30 | 35 | 40 | 45 | 50 | 55 | 60 | 65 | 70 | 75 | 80 | 85 | 90 | 95 | 100 | 105 | 110 | 115 | 120 | 125 | 130 | 135 | 140 | 145 | 150 | 155 | 160 | 165 | 170 | 175
| 0 | 803 | 803 | 803 | 803 | 803 | 803 | 803 | 803 | 803 | 803 | 803 | 803 | 803 | 803 | 803 | 803 | 803 | 803 | 803 | 803 | 803 | 803 | 803 | 803 | 803 | 803 | 803 | 803 | 803 | 803 | 803 | 803 | 803 | 803 | 803 | 803
| 1 | 809 | 809 | 809 | 809 | 809 | 809 | 808 | 808 | 808 | 807 | 807 | 806 | 806 | 805 | 805 | 804 | 803 | 803 | 802 | 801 | 801 | 800 | 800 | 799 | 798 | 798 | 797 | 797 | 797 | 796 | 796 | 795 | 795 | 795 | 795 | 795
| 2 | 816 | 816 | 816 | 816 | 816 | 815 | 815 | 814 | 813 | 812 | 811 | 810 | 809 | 808 | 807 | 806 | 804 | 803 | 802 | 801 | 799 | 798 | 797 | 796 | 795 | 794 | 793 | 792 | 791 | 790 | 789 | 789 | 788 | 788 | 788 | 787
| 3 | 823 | 823 | 823 | 823 | 822 | 821 | 820 | 819 | 818 | 817 | 816 | 814 | 813 | 811 | 809 | 807 | 806 | 804 | 802 | 800 | 798 | 796 | 794 | 792 | 791 | 789 | 788 | 786 | 785 | 784 | 783 | 782 | 781 | 780 | 780 | 780
| 4 | 830 | 830 | 830 | 829 | 828 | 827 | 826 | 825 | 823 | 822 | 820 | 818 | 816 | 814 | 811 | 809 | 806 | 804 | 801 | 799 | 796 | 794 | 791 | 789 | 787 | 785 | 783 | 781 | 779 | 777 | 776 | 775 | 774 | 773 | 772 | 772
| 5 | 837 | 837 | 836 | 835 | 835 | 833 | 832 | 830 | 828 | 826 | 824 | 822 | 819 | 816 | 813 | 810 | 807 | 804 | 801 | 798 | 795 | 792 | 789 | 786 | 783 | 780 | 777 | 775 | 773 | 771 | 769 | 768 | 766 | 765 | 765 | 764
| 6 | 843 | 843 | 843 | 842 | 841 | 839 | 838 | 836 | 833 | 831 | 828 | 825 | 822 | 819 | 815 | 812 | 808 | 804 | 801 | 797 | 793 | 789 | 786 | 782 | 779 | 775 | 772 | 769 | 767 | 764 | 762 | 760 | 759 | 758 | 757 | 756
| 7 | 849 | 849 | 849 | 848 | 846 | 845 | 843 | 841 | 838 | 835 | 832 | 829 | 825 | 821 | 817 | 813 | 809 | 804 | 800 | 796 | 791 | 787 | 783 | 778 | 774 | 771 | 767 | 764 | 761 | 758 | 755 | 753 | 751 | 750 | 749 | 748
| 8 | 855 | 855 | 855 | 854 | 852 | 850 | 848 | 846 | 843 | 839 | 836 | 832 | 828 | 823 | 819 | 814 | 809 | 804 | 800 | 794 | 789 | 784 | 780 | 775 | 770 | 766 | 762 | 758 | 754 | 751 | 748 | 746 | 744 | 742 | 741 | 740
| 9 | 861 | 861 | 860 | 859 | 858 | 856 | 853 | 850 | 847 | 843 | 839 | 835 | 831 | 826 | 821 | 815 | 810 | 804 | 799 | 793 | 787 | 782 | 776 | 771 | 766 | 761 | 756 | 752 | 748 | 744 | 741 | 738 | 736 | 734 | 733 | 732
| 10 | 867 | 867 | 866 | 865 | 863 | 861 | 858 | 855 | 851 | 847 | 843 | 838 | 833 | 828 | 822 | 816 | 810 | 804 | 798 | 792 | 785 | 779 | 773 | 767 | 762 | 756 | 751 | 746 | 742 | 738 | 734 | 731 | 728 | 726 | 725 | 724
| 11 | 873 | 872 | 872 | 870 | 868 | 866 | 863 | 859 | 856 | 851 | 846 | 841 | 836 | 830 | 824 | 817 | 811 | 804 | 797 | 790 | 784 | 777 | 770 | 764 | 757 | 751 | 745 | 740 | 735 | 731 | 727 | 723 | 721 | 718 | 717 | 716
| 12 | 878 | 878 | 877 | 875 | 873 | 871 | 868 | 864 | 860 | 855 | 850 | 844 | 838 | 832 | 825 | 818 | 811 | 804 | 797 | 789 | 781 | 774 | 767 | 760 | 753 | 746 | 740 | 734 | 729 | 724 | 720 | 716 | 713 | 711 | 709 | 708
| 13 | 883 | 883 | 882 | 880 | 878 | 875 | 872 | 868 | 863 | 858 | 853 | 847 | 840 | 834 | 826 | 819 | 811 | 803 | 796 | 787 | 779 | 771 | 764 | 756 | 748 | 741 | 734 | 728 | 722 | 717 | 712 | 708 | 705 | 703 | 701 | 700
| 14 | 888 | 888 | 887 | 885 | 883 | 880 | 876 | 872 | 867 | 862 | 856 | 849 | 843 | 835 | 828 | 820 | 812 | 803 | 795 | 786 | 777 | 769 | 760 | 752 | 744 | 736 | 729 | 722 | 716 | 710 | 705 | 701 | 698 | 695 | 693 | 692
| 15 | 893 | 893 | 892 | 890 | 887 | 884 | 880 | 876 | 871 | 865 | 859 | 852 | 845 | 837 | 829 | 820 | 812 | 803 | 794 | 784 | 775 | 766 | 757 | 748 | 739 | 731 | 723 | 716 | 709 | 704 | 698 | 694 | 690 | 687 | 685 | 684
| 16 | 898 | 898 | 896 | 894 | 892 | 888 | 884 | 880 | 874 | 868 | 861 | 854 | 847 | 838 | 830 | 821 | 812 | 802 | 793 | 783 | 773 | 763 | 754 | 744 | 735 | 726 | 718 | 710 | 703 | 697 | 691 | 686 | 682 | 679 | 677 | 676
| 17 | 902 | 902 | 901 | 899 | 896 | 892 | 888 | 883 | 877 | 871 | 864 | 856 | 848 | 840 | 831 | 821 | 812 | 802 | 792 | 781 | 771 | 760 | 750 | 740 | 731 | 721 | 712 | 704 | 697 | 690 | 684 | 679 | 675 | 672 | 670 | 668
| 18 | 907 | 906 | 905 | 903 | 900 | 896 | 892 | 886 | 880 | 874 | 866 | 859 | 850 | 841 | 832 | 822 | 811 | 801 | 790 | 779 | 769 | 758 | 747 | 736 | 726 | 716 | 707 | 698 | 690 | 683 | 677 | 672 | 668 | 664 | 662 | 661
| 19 | 911 | 910 | 909 | 907 | 904 | 900 | 895 | 890 | 883 | 876 | 869 | 860 | 852 | 842 | 832 | 822 | 811 | 800 | 789 | 778 | 767 | 755 | 744 | 733 | 722 | 711 | 701 | 692 | 684 | 676 | 670 | 665 | 660 | 657 | 654 | 653
| 20 | 915 | 914 | 913 | 910 | 907 | 903 | 898 | 893 | 886 | 879 | 871 | 862 | 853 | 843 | 833 | 822 | 811 | 800 | 788 | 776 | 764 | 752 | 740 | 729 | 717 | 706 | 696 | 686 | 678 | 670 | 663 | 657 | 653 | 649 | 647 | 645
| 21 | 918 | 918 | 916 | 914 | 911 | 907 | 901 | 895 | 889 | 881 | 873 | 864 | 854 | 844 | 833 | 822 | 811 | 799 | 787 | 774 | 762 | 749 | 737 | 725 | 713 | 701 | 691 | 681 | 671 | 663 | 656 | 650 | 645 | 642 | 639 | 638
| 22 | 922 | 921 | 920 | 917 | 914 | 910 | 904 | 898 | 891 | 883 | 875 | 865 | 855 | 845 | 834 | 822 | 810 | 798 | 785 | 772 | 759 | 747 | 734 | 721 | 709 | 697 | 685 | 675 | 665 | 657 | 649 | 643 | 638 | 634 | 631 | 630
| 23 | 925 | 925 | 923 | 921 | 917 | 913 | 907 | 901 | 893 | 885 | 876 | 867 | 857 | 846 | 834 | 822 | 810 | 797 | 784 | 771 | 757 | 744 | 730 | 717 | 704 | 692 | 680 | 669 | 659 | 650 | 642 | 636 | 631 | 627 | 623 | 622
| 24 | 928 | 928 | 926 | 924 | 920 | 915 | 910 | 903 | 896 | 887 | 878 | 868 | 857 | 846 | 834 | 822 | 809 | 796 | 782 | 768 | 755 | 741 | 727 | 713 | 700 | 687 | 674 | 663 | 653 | 643 | 636 | 629 | 623 | 619 | 616 | 614
| 25 | 931 | 931 | 929 | 926 | 923 | 918 | 912 | 905 | 897 | 889 | 879 | 869 | 858 | 847 | 834 | 821 | 808 | 795 | 781 | 766 | 752 | 738 | 723 | 709 | 695 | 682 | 669 | 657 | 646 | 637 | 629 | 622 | 616 | 611 | 608 | 606
| 26 | 934 | 933 | 932 | 929 | 925 | 920 | 914 | 907 | 899 | 890 | 881 | 870 | 859 | 847 | 834 | 821 | 807 | 793 | 779 | 764 | 750 | 735 | 720 | 705 | 691 | 677 | 664 | 651 | 640 | 630 | 622 | 615 | 608 | 604 | 600 | 598
| 27 | 936 | 936 | 934 | 931 | 927 | 922 | 916 | 909 | 901 | 892 | 882 | 871 | 859 | 847 | 834 | 820 | 806 | 792 | 777 | 762 | 747 | 732 | 717 | 701 | 687 | 672 | 659 | 646 | 634 | 624 | 615 | 607 | 601 | 596 | 593 | 591
| 28 | 939 | 938 | 936 | 933 | 929 | 924 | 918 | 910 | 902 | 893 | 883 | 871 | 859 | 847 | 834 | 820 | 805 | 791 | 775 | 760 | 744 | 729 | 713 | 698 | 682 | 668 | 653 | 640 | 628 | 617 | 608 | 600 | 593 | 588 | 585 | 583
| 29 | 941 | 940 | 938 | 935 | 931 | 926 | 919 | 912 | 903 | 894 | 883 | 872 | 860 | 847 | 833 | 819 | 804 | 789 | 774 | 758 | 742 | 726 | 709 | 693 | 678 | 662 | 648 | 634 | 622 | 611 | 601 | 593 | 586 | 581 | 577 | 575
| 30 | 943 | 942 | 940 | 937 | 933 | 927 | 921 | 913 | 904 | 895 | 884 | 872 | 860 | 846 | 833 | 818 | 803 | 787 | 772 | 755 | 739 | 723 | 706 | 690 | 674 | 658 | 643 | 629 | 616 | 604 | 594 | 586 | 579 | 573 | 569 | 567
| 31 | 944 | 944 | 942 | 939 | 934 | 929 | 922 | 914 | 905 | 895 | 884 | 872 | 860 | 846 | 832 | 817 | 802 | 786 | 769 | 753 | 736 | 719 | 702 | 686 | 669 | 653 | 638 | 623 | 610 | 598 | 588 | 579 | 571 | 566 | 562 | 560
| 32 | 946 | 945 | 943 | 940 | 936 | 930 | 923 | 915 | 906 | 896 | 884 | 872 | 859 | 845 | 831 | 816 | 800 | 784 | 767 | 750 | 733 | 716 | 699 | 682 | 665 | 649 | 632 | 618 | 604 | 592 | 581 | 572 | 564 | 558 | 555 | 552
| 33 | 947 | 946 | 944 | 941 | 937 | 931 | 924 | 916 | 906 | 896 | 884 | 872 | 859 | 845 | 830 | 814 | 798 | 782 | 765 | 748 | 730 | 713 | 695 | 678 | 660 | 644 | 627 | 612 | 598 | 585 | 574 | 565 | 557 | 551 | 547 | 544
| 34 | 948 | 947 | 945 | 942 | 937 | 932 | 924 | 916 | 907 | 896 | 884 | 872 | 858 | 844 | 829 | 813 | 797 | 780 | 763 | 745 | 727 | 709 | 692 | 674 | 656 | 639 | 622 | 606 | 592 | 579 | 567 | 558 | 550 | 543 | 539 | 536
| 35 | 949 | 948 | 946 | 943 | 938 | 932 | 925 | 916 | 907 | 896 | 884 | 871 | 858 | 843 | 828 | 812 | 795 | 778 | 760 | 742 | 724 | 706 | 688 | 670 | 652 | 634 | 617 | 601 | 586 | 573 | 561 | 551 | 542 | 536 | 531 | 528
| 36 | 949 | 949 | 947 | 943 | 938 | 932 | 925 | 916 | 907 | 896 | 884 | 871 | 857 | 842 | 826 | 810 | 793 | 776 | 758 | 739 | 721 | 702 | 684 | 666 | 647 | 629 | 612 | 596 | 580 | 566 | 554 | 544 | 535 | 529 | 524 | 521
| 37 | 950 | 949 | 947 | 944 | 939 | 933 | 925 | 916 | 906 | 895 | 883 | 870 | 856 | 840 | 825 | 808 | 791 | 773 | 755 | 737 | 718 | 699 | 680 | 661 | 643 | 625 | 607 | 590 | 574 | 560 | 547 | 537 | 528 | 521 | 516 | 513
| 38 | 950 | 949 | 947 | 944 | 939 | 932 | 925 | 916 | 906 | 895 | 882 | 869 | 854 | 839 | 823 | 806 | 789 | 771 | 753 | 734 | 714 | 696 | 676 | 657 | 638 | 620 | 602 | 585 | 569 | 554 | 541 | 530 | 521 | 514 | 509 | 506
| 39 | 950 | 949 | 947 | 943 | 939 | 932 | 925 | 916 | 905 | 894 | 881 | 868 | 853 | 837 | 821 | 804 | 786 | 768 | 749 | 731 | 711 | 692 | 672 | 653 | 634 | 615 | 597 | 579 | 563 | 548 | 535 | 523 | 514 | 507 | 502 | 498
| 40 | 949 | 949 | 947 | 943 | 938 | 932 | 924 | 915 | 904 | 893 | 880 | 866 | 851 | 836 | 819 | 802 | 784 | 765 | 747 | 727 | 708 | 688 | 668 | 649 | 629 | 610 | 592 | 574 | 557 | 542 | 528 | 517 | 507 | 499 | 494 | 491
| 41 | 949 | 948 | 946 | 942 | 937 | 931 | 923 | 914 | 903 | 892 | 879 | 865 | 850 | 834 | 817 | 799 | 781 | 763 | 744 | 724 | 704 | 684 | 664 | 645 | 625 | 606 | 587 | 569 | 552 | 536 | 522 | 510 | 500 | 492 | 487 | 484
| 42 | 948 | 948 | 945 | 942 | 937 | 930 | 922 | 913 | 902 | 890 | 877 | 863 | 848 | 832 | 815 | 797 | 779 | 760 | 740 | 721 | 701 | 680 | 660 | 640 | 620 | 601 | 582 | 564 | 546 | 530 | 516 | 503 | 493 | 485 | 480 | 477
| 43 | 947 | 947 | 944 | 941 | 936 | 929 | 921 | 912 | 901 | 889 | 875 | 861 | 846 | 829 | 812 | 794 | 776 | 757 | 737 | 717 | 697 | 677 | 656 | 636 | 616 | 596 | 577 | 558 | 541 | 524 | 509 | 497 | 486 | 478 | 473 | 470
| 44 | 946 | 945 | 943 | 940 | 934 | 928 | 920 | 910 | 899 | 887 | 873 | 859 | 843 | 827 | 810 | 792 | 773 | 754 | 734 | 714 | 693 | 673 | 652 | 631 | 611 | 591 | 572 | 553 | 535 | 518 | 503 | 490 | 480 | 471 | 465 | 462
| 45 | 945 | 944 | 942 | 938 | 933 | 926 | 918 | 908 | 897 | 885 | 871 | 857 | 841 | 824 | 807 | 789 | 770 | 750 | 730 | 710 | 689 | 668 | 648 | 627 | 606 | 586 | 567 | 548 | 530 | 512 | 497 | 484 | 473 | 465 | 458 | 455
| 46 | 943 | 942 | 940 | 936 | 931 | 924 | 916 | 906 | 895 | 883 | 869 | 854 | 839 | 822 | 804 | 786 | 767 | 747 | 727 | 706 | 685 | 664 | 643 | 622 | 602 | 581 | 562 | 543 | 524 | 507 | 491 | 477 | 466 | 458 | 451 | 448
| 47 | 941 | 941 | 938 | 935 | 929 | 922 | 914 | 904 | 893 | 880 | 867 | 852 | 836 | 819 | 801 | 783 | 763 | 743 | 723 | 702 | 681 | 660 | 639 | 618 | 597 | 576 | 556 | 537 | 519 | 501 | 485 | 471 | 460 | 451 | 445 | 440
| 48 | 939 | 939 | 936 | 932 | 927 | 920 | 912 | 902 | 891 | 878 | 864 | 849 | 833 | 816 | 798 | 779 | 760 | 740 | 719 | 698 | 677 | 656 | 634 | 613 | 592 | 571 | 551 | 532 | 513 | 496 | 479 | 465 | 454 | 444 | 438 | 434
| 49 | 937 | 936 | 934 | 930 | 925 | 918 | 909 | 900 | 888 | 875 | 861 | 846 | 830 | 813 | 795 | 776 | 756 | 736 | 715 | 694 | 673 | 651 | 630 | 608 | 587 | 566 | 546 | 527 | 508 | 490 | 473 | 459 | 447 | 438 | 431 | 427
| 50 | 935 | 934 | 932 | 928 | 922 | 915 | 907 | 897 | 885 | 872 | 858 | 843 | 827 | 809 | 791 | 772 | 752 | 732 | 711 | 690 | 669 | 647 | 625 | 604 | 582 | 561 | 541 | 521 | 502 | 485 | 468 | 453 | 441 | 431 | 425 | 420
| 51 | 932 | 931 | 929 | 925 | 920 | 913 | 904 | 894 | 882 | 869 | 855 | 840 | 823 | 806 | 788 | 768 | 749 | 728 | 707 | 686 | 664 | 642 | 621 | 599 | 577 | 556 | 536 | 516 | 497 | 479 | 462 | 447 | 435 | 425 | 418 | 414
| 52 | 929 | 928 | 926 | 922 | 917 | 910 | 901 | 891 | 879 | 866 | 852 | 836 | 820 | 802 | 784 | 765 | 745 | 724 | 703 | 681 | 660 | 638 | 616 | 594 | 572 | 551 | 531 | 511 | 492 | 473 | 456 | 441 | 429 | 419 | 412 | 407
| 53 | 926 | 925 | 923 | 919 | 913 | 906 | 898 | 888 | 876 | 863 | 848 | 833 | 816 | 799 | 780 | 761 | 741 | 720 | 699 | 677 | 655 | 633 | 611 | 589 | 567 | 546 | 525 | 505 | 486 | 468 | 451 | 436 | 423 | 413 | 405 | 401
| 54 | 923 | 922 | 920 | 916 | 910 | 903 | 894 | 884 | 872 | 859 | 845 | 829 | 812 | 795 | 776 | 756 | 736 | 716 | 694 | 672 | 650 | 628 | 606 | 584 | 562 | 541 | 520 | 500 | 481 | 463 | 445 | 430 | 417 | 407 | 399 | 395
| 55 | 919 | 918 | 916 | 912 | 906 | 899 | 891 | 880 | 869 | 855 | 841 | 825 | 808 | 791 | 772 | 752 | 732 | 711 | 690 | 668 | 646 | 623 | 601 | 579 | 557 | 536 | 515 | 495 | 476 | 457 | 440 | 424 | 411 | 401 | 393 | 389
| 56 | 915 | 915 | 912 | 908 | 903 | 896 | 887 | 876 | 865 | 851 | 837 | 821 | 804 | 786 | 767 | 748 | 727 | 706 | 685 | 663 | 641 | 619 | 596 | 574 | 552 | 531 | 510 | 489 | 470 | 452 | 434 | 419 | 405 | 395 | 387 | 383
| 57 | 911 | 911 | 908 | 904 | 899 | 891 | 883 | 872 | 860 | 847 | 833 | 817 | 800 | 782 | 763 | 743 | 723 | 702 | 680 | 658 | 636 | 614 | 591 | 569 | 547 | 525 | 504 | 484 | 465 | 446 | 429 | 413 | 400 | 389 | 381 | 377
| 58 | 907 | 906 | 904 | 900 | 895 | 887 | 879 | 868 | 856 | 843 | 828 | 812 | 795 | 777 | 758 | 739 | 718 | 697 | 675 | 653 | 631 | 609 | 586 | 564 | 542 | 520 | 499 | 479 | 459 | 441 | 424 | 408 | 394 | 383 | 376 | 371
| 59 | 903 | 902 | 900 | 896 | 890 | 883 | 874 | 864 | 852 | 838 | 824 | 808 | 791 | 773 | 754 | 734 | 713 | 692 | 670 | 648 | 626 | 603 | 581 | 558 | 536 | 515 | 494 | 474 | 454 | 435 | 418 | 402 | 389 | 378 | 370 | 365
| 60 | 898 | 897 | 895 | 891 | 886 | 878 | 870 | 859 | 847 | 834 | 819 | 803 | 786 | 768 | 749 | 729 | 708 | 687 | 665 | 643 | 621 | 598 | 576 | 553 | 531 | 509 | 488 | 468 | 449 | 430 | 413 | 397 | 383 | 372 | 364 | 359
| 61 | 893 | 893 | 890 | 886 | 881 | 873 | 865 | 854 | 842 | 829 | 814 | 798 | 781 | 763 | 744 | 724 | 703 | 682 | 660 | 638 | 616 | 593 | 570 | 548 | 526 | 504 | 483 | 463 | 443 | 425 | 407 | 392 | 378 | 367 | 358 | 354
| 62 | 888 | 888 | 885 | 881 | 876 | 868 | 860 | 849 | 837 | 824 | 809 | 793 | 776 | 758 | 739 | 719 | 698 | 677 | 655 | 633 | 610 | 588 | 565 | 542 | 520 | 498 | 478 | 457 | 438 | 419 | 402 | 386 | 373 | 361 | 353 | 348
| 63 | 883 | 882 | 880 | 876 | 870 | 863 | 854 | 844 | 832 | 819 | 804 | 788 | 771 | 753 | 733 | 713 | 693 | 671 | 650 | 627 | 605 | 582 | 559 | 537 | 515 | 493 | 472 | 452 | 432 | 414 | 397 | 381 | 367 | 356 | 348 | 343
| 64 | 878 | 877 | 874 | 870 | 865 | 858 | 849 | 839 | 827 | 813 | 798 | 782 | 765 | 747 | 728 | 708 | 687 | 666 | 644 | 622 | 599 | 577 | 554 | 531 | 509 | 488 | 467 | 447 | 427 | 409 | 391 | 376 | 362 | 351 | 342 | 337
| 65 | 872 | 871 | 869 | 865 | 859 | 852 | 844 | 833 | 821 | 808 | 793 | 777 | 760 | 742 | 722 | 702 | 682 | 660 | 639 | 616 | 594 | 571 | 548 | 526 | 504 | 482 | 461 | 441 | 422 | 404 | 386 | 371 | 357 | 346 | 337 | 332
| 66 | 866 | 865 | 863 | 859 | 854 | 847 | 838 | 827 | 816 | 802 | 787 | 771 | 754 | 736 | 717 | 697 | 676 | 655 | 633 | 611 | 588 | 566 | 543 | 521 | 498 | 477 | 456 | 436 | 416 | 398 | 381 | 366 | 352 | 341 | 332 | 327
| 67 | 860 | 859 | 857 | 853 | 848 | 841 | 832 | 821 | 810 | 796 | 782 | 766 | 748 | 730 | 711 | 691 | 670 | 649 | 627 | 605 | 582 | 560 | 537 | 515 | 493 | 471 | 450 | 430 | 411 | 393 | 376 | 360 | 347 | 336 | 327 | 322
| 68 | 854 | 853 | 851 | 847 | 841 | 834 | 826 | 815 | 803 | 790 | 775 | 760 | 743 | 724 | 705 | 685 | 665 | 643 | 622 | 599 | 577 | 554 | 531 | 509 | 487 | 466 | 445 | 425 | 406 | 387 | 371 | 355 | 342 | 331 | 322 | 317
| 69 | 847 | 846 | 844 | 840 | 835 | 828 | 819 | 809 | 797 | 784 | 769 | 753 | 737 | 718 | 699 | 679 | 659 | 637 | 615 | 593 | 571 | 548 | 526 | 503 | 482 | 460 | 439 | 419 | 400 | 382 | 366 | 350 | 337 | 326 | 318 | 313
| 70 | 841 | 840 | 838 | 834 | 828 | 822 | 813 | 803 | 791 | 778 | 763 | 747 | 730 | 712 | 693 | 673 | 652 | 631 | 609 | 587 | 565 | 542 | 520 | 498 | 476 | 454 | 434 | 414 | 395 | 377 | 360 | 345 | 332 | 321 | 313 | 308
| 71 | 834 | 833 | 831 | 827 | 822 | 815 | 806 | 796 | 784 | 771 | 756 | 741 | 723 | 705 | 687 | 667 | 646 | 625 | 604 | 581 | 559 | 537 | 514 | 492 | 470 | 449 | 428 | 409 | 389 | 372 | 355 | 340 | 327 | 316 | 308 | 303
| 72 | 827 | 826 | 824 | 820 | 815 | 808 | 799 | 789 | 778 | 764 | 750 | 734 | 717 | 699 | 680 | 661 | 640 | 619 | 597 | 575 | 553 | 531 | 508 | 486 | 464 | 443 | 422 | 403 | 384 | 367 | 350 | 335 | 322 | 311 | 303 | 298
| 73 | 819 | 819 | 816 | 813 | 808 | 801 | 792 | 782 | 771 | 757 | 743 | 727 | 711 | 693 | 674 | 654 | 634 | 613 | 591 | 569 | 547 | 525 | 503 | 480 | 459 | 437 | 417 | 397 | 379 | 361 | 345 | 330 | 317 | 307 | 298 | 294
| 74 | 812 | 811 | 809 | 805 | 800 | 793 | 785 | 775 | 764 | 750 | 736 | 720 | 704 | 686 | 667 | 648 | 627 | 606 | 585 | 563 | 541 | 519 | 496 | 474 | 453 | 432 | 411 | 392 | 374 | 356 | 340 | 325 | 312 | 302 | 294 | 289
| 75 | 804 | 804 | 801 | 798 | 793 | 786 | 778 | 768 | 756 | 743 | 729 | 713 | 697 | 679 | 661 | 641 | 621 | 600 | 578 | 557 | 535 | 512 | 490 | 469 | 447 | 426 | 406 | 386 | 368 | 351 | 335 | 320 | 308 | 297 | 289 | 285
| 76 | 796 | 796 | 794 | 790 | 785 | 779 | 770 | 760 | 749 | 736 | 722 | 707 | 690 | 672 | 653 | 634 | 614 | 593 | 572 | 550 | 528 | 506 | 484 | 462 | 441 | 420 | 400 | 381 | 363 | 346 | 330 | 315 | 303 | 293 | 285 | 280
| 77 | 788 | 788 | 786 | 782 | 777 | 771 | 762 | 753 | 741 | 729 | 714 | 699 | 683 | 665 | 646 | 627 | 607 | 587 | 565 | 544 | 522 | 500 | 478 | 457 | 435 | 415 | 395 | 376 | 358 | 341 | 325 | 310 | 298 | 288 | 280 | 276
| 78 | 780 | 780 | 777 | 774 | 769 | 763 | 755 | 745 | 734 | 721 | 707 | 692 | 675 | 658 | 640 | 620 | 600 | 580 | 559 | 537 | 516 | 494 | 472 | 450 | 430 | 409 | 390 | 370 | 352 | 335 | 320 | 306 | 294 | 283 | 276 | 271
| 79 | 772 | 771 | 769 | 766 | 761 | 754 | 747 | 737 | 726 | 713 | 700 | 684 | 668 | 651 | 633 | 614 | 594 | 573 | 552 | 531 | 509 | 488 | 466 | 445 | 424 | 403 | 384 | 365 | 347 | 330 | 315 | 301 | 289 | 279 | 271 | 267
| 80 | 763 | 762 | 761 | 757 | 753 | 746 | 739 | 729 | 718 | 705 | 692 | 677 | 661 | 643 | 625 | 607 | 587 | 566 | 545 | 525 | 503 | 481 | 460 | 439 | 418 | 397 | 378 | 359 | 342 | 325 | 310 | 296 | 284 | 274 | 267 | 263
| 81 | 755 | 754 | 752 | 749 | 744 | 738 | 730 | 721 | 710 | 698 | 684 | 669 | 653 | 636 | 618 | 599 | 580 | 560 | 539 | 518 | 497 | 475 | 454 | 433 | 412 | 392 | 372 | 354 | 337 | 320 | 305 | 291 | 279 | 270 | 263 | 258
| 82 | 745 | 745 | 743 | 740 | 735 | 729 | 721 | 712 | 701 | 689 | 676 | 661 | 645 | 628 | 611 | 592 | 572 | 553 | 532 | 511 | 490 | 469 | 447 | 426 | 406 | 386 | 367 | 349 | 331 | 315 | 300 | 287 | 275 | 265 | 258 | 254
| 83 | 736 | 736 | 734 | 731 | 726 | 720 | 713 | 704 | 693 | 681 | 668 | 653 | 637 | 621 | 603 | 585 | 565 | 545 | 525 | 504 | 483 | 462 | 441 | 420 | 400 | 380 | 361 | 343 | 326 | 310 | 295 | 282 | 270 | 261 | 254 | 250
| 84 | 727 | 727 | 725 | 722 | 717 | 712 | 704 | 695 | 685 | 673 | 660 | 645 | 630 | 613 | 596 | 577 | 558 | 538 | 518 | 498 | 477 | 456 | 435 | 415 | 394 | 375 | 356 | 338 | 321 | 305 | 290 | 277 | 266 | 256 | 249 | 245
| 85 | 718 | 717 | 715 | 713 | 708 | 703 | 695 | 687 | 676 | 664 | 651 | 637 | 622 | 605 | 588 | 569 | 551 | 531 | 511 | 491 | 470 | 449 | 429 | 408 | 388 | 369 | 350 | 332 | 316 | 300 | 285 | 273 | 261 | 252 | 246 | 241
| 86 | 708 | 708 | 706 | 703 | 699 | 693 | 686 | 677 | 667 | 656 | 643 | 628 | 613 | 597 | 580 | 562 | 543 | 525 | 504 | 484 | 464 | 443 | 422 | 402 | 382 | 363 | 345 | 327 | 311 | 295 | 281 | 268 | 257 | 248 | 241 | 237
| 87 | 698 | 698 | 696 | 694 | 689 | 684 | 677 | 668 | 659 | 647 | 634 | 620 | 605 | 589 | 572 | 554 | 536 | 517 | 497 | 477 | 457 | 436 | 416 | 396 | 376 | 357 | 339 | 322 | 306 | 290 | 276 | 264 | 252 | 244 | 237 | 233
| 88 | 689 | 688 | 686 | 683 | 680 | 674 | 668 | 659 | 649 | 638 | 626 | 612 | 597 | 581 | 564 | 547 | 528 | 509 | 489 | 470 | 450 | 430 | 410 | 390 | 371 | 352 | 334 | 317 | 300 | 285 | 271 | 259 | 248 | 239 | 233 | 229
| 89 | 678 | 678 | 677 | 674 | 670 | 665 | 658 | 650 | 640 | 629 | 617 | 603 | 589 | 573 | 556 | 539 | 521 | 502 | 482 | 463 | 443 | 423 | 403 | 384 | 365 | 346 | 328 | 311 | 295 | 281 | 267 | 254 | 244 | 235 | 229 | 225
| 90 | 668 | 668 | 666 | 664 | 660 | 655 | 649 | 640 | 631 | 620 | 608 | 595 | 580 | 565 | 548 | 531 | 513 | 495 | 476 | 456 | 437 | 417 | 397 | 378 | 359 | 340 | 323 | 306 | 290 | 276 | 262 | 250 | 239 | 231 | 225 | 221

## Zone-6 (hidden)
Inclination (variation from horizontal) | Orientation (variation from south)
| Slope | 0 | 5 | 10 | 15 | 20 | 25 | 30 | 35 | 40 | 45 | 50 | 55 | 60 | 65 | 70 | 75 | 80 | 85 | 90 | 95 | 100 | 105 | 110 | 115 | 120 | 125 | 130 | 135 | 140 | 145 | 150 | 155 | 160 | 165 | 170 | 175
| 0 | 789 | 789 | 789 | 789 | 789 | 789 | 789 | 789 | 789 | 789 | 789 | 789 | 789 | 789 | 789 | 789 | 789 | 789 | 789 | 789 | 789 | 789 | 789 | 789 | 789 | 789 | 789 | 789 | 789 | 789 | 789 | 789 | 789 | 789 | 789 | 789
| 1 | 796 | 796 | 796 | 795 | 795 | 795 | 795 | 794 | 794 | 794 | 793 | 793 | 792 | 792 | 791 | 790 | 790 | 789 | 789 | 788 | 787 | 787 | 786 | 785 | 785 | 784 | 784 | 783 | 783 | 783 | 782 | 782 | 782 | 782 | 781 | 781
| 2 | 803 | 803 | 802 | 802 | 802 | 801 | 801 | 800 | 799 | 799 | 798 | 797 | 796 | 794 | 793 | 792 | 791 | 790 | 788 | 787 | 786 | 785 | 783 | 782 | 781 | 780 | 779 | 778 | 777 | 777 | 776 | 775 | 775 | 774 | 774 | 774
| 3 | 810 | 809 | 809 | 809 | 808 | 808 | 807 | 806 | 805 | 803 | 802 | 800 | 799 | 797 | 796 | 794 | 792 | 790 | 788 | 786 | 784 | 783 | 781 | 779 | 777 | 776 | 774 | 773 | 772 | 770 | 769 | 768 | 768 | 767 | 767 | 766
| 4 | 816 | 816 | 816 | 815 | 815 | 814 | 812 | 811 | 810 | 808 | 806 | 804 | 802 | 800 | 798 | 795 | 793 | 790 | 788 | 785 | 783 | 780 | 778 | 776 | 773 | 771 | 769 | 767 | 766 | 764 | 763 | 762 | 761 | 760 | 759 | 759
| 5 | 823 | 823 | 822 | 822 | 821 | 819 | 818 | 816 | 815 | 813 | 810 | 808 | 805 | 803 | 800 | 797 | 794 | 791 | 787 | 784 | 781 | 778 | 775 | 772 | 769 | 767 | 764 | 762 | 760 | 758 | 756 | 755 | 753 | 752 | 752 | 751
| 6 | 829 | 829 | 828 | 828 | 827 | 825 | 824 | 822 | 819 | 817 | 814 | 811 | 808 | 805 | 802 | 798 | 795 | 791 | 787 | 783 | 780 | 776 | 772 | 769 | 765 | 762 | 759 | 756 | 754 | 751 | 749 | 747 | 746 | 745 | 744 | 743
| 7 | 835 | 835 | 835 | 834 | 832 | 831 | 829 | 827 | 824 | 821 | 818 | 815 | 811 | 807 | 804 | 799 | 795 | 791 | 787 | 782 | 778 | 774 | 769 | 765 | 761 | 758 | 754 | 751 | 748 | 745 | 742 | 740 | 739 | 737 | 736 | 736
| 8 | 841 | 841 | 841 | 840 | 838 | 836 | 834 | 832 | 829 | 825 | 822 | 818 | 814 | 810 | 805 | 801 | 796 | 791 | 786 | 781 | 776 | 771 | 766 | 762 | 757 | 753 | 749 | 745 | 741 | 738 | 736 | 733 | 731 | 730 | 728 | 728
| 9 | 847 | 847 | 846 | 845 | 844 | 842 | 839 | 836 | 833 | 830 | 826 | 821 | 817 | 812 | 807 | 802 | 796 | 791 | 785 | 780 | 774 | 769 | 763 | 758 | 753 | 748 | 744 | 739 | 735 | 732 | 729 | 726 | 724 | 722 | 721 | 720
| 10 | 853 | 853 | 852 | 851 | 849 | 847 | 844 | 841 | 837 | 833 | 829 | 824 | 819 | 814 | 809 | 803 | 797 | 791 | 785 | 778 | 772 | 766 | 760 | 754 | 749 | 743 | 738 | 734 | 729 | 725 | 722 | 719 | 716 | 714 | 713 | 712
| 11 | 859 | 858 | 857 | 856 | 854 | 852 | 849 | 845 | 842 | 837 | 832 | 827 | 822 | 816 | 810 | 804 | 797 | 791 | 784 | 777 | 770 | 764 | 757 | 751 | 745 | 739 | 733 | 728 | 723 | 719 | 715 | 711 | 709 | 707 | 705 | 704
| 12 | 864 | 864 | 863 | 861 | 859 | 857 | 853 | 850 | 846 | 841 | 836 | 830 | 824 | 818 | 812 | 805 | 798 | 791 | 783 | 776 | 768 | 761 | 754 | 747 | 740 | 734 | 728 | 722 | 717 | 712 | 708 | 704 | 701 | 699 | 697 | 696
| 13 | 869 | 869 | 868 | 866 | 864 | 861 | 858 | 854 | 849 | 844 | 839 | 833 | 827 | 820 | 813 | 806 | 798 | 790 | 782 | 774 | 767 | 759 | 751 | 743 | 736 | 729 | 722 | 716 | 710 | 705 | 701 | 697 | 694 | 691 | 690 | 688
| 14 | 874 | 874 | 873 | 871 | 869 | 866 | 862 | 858 | 853 | 848 | 842 | 836 | 829 | 822 | 814 | 806 | 798 | 790 | 782 | 773 | 764 | 756 | 748 | 740 | 732 | 724 | 717 | 710 | 704 | 699 | 694 | 690 | 686 | 684 | 682 | 681
| 15 | 879 | 879 | 878 | 876 | 873 | 870 | 866 | 862 | 857 | 851 | 845 | 838 | 831 | 823 | 815 | 807 | 798 | 789 | 781 | 772 | 763 | 753 | 745 | 736 | 727 | 719 | 712 | 705 | 698 | 692 | 687 | 683 | 679 | 676 | 675 | 673
| 16 | 884 | 883 | 882 | 880 | 878 | 874 | 870 | 866 | 860 | 854 | 848 | 840 | 833 | 825 | 816 | 807 | 798 | 789 | 780 | 770 | 760 | 751 | 741 | 732 | 723 | 715 | 706 | 699 | 692 | 686 | 680 | 676 | 672 | 669 | 667 | 666
| 17 | 888 | 888 | 887 | 885 | 882 | 878 | 874 | 869 | 863 | 857 | 850 | 843 | 835 | 826 | 817 | 808 | 798 | 788 | 779 | 768 | 758 | 748 | 738 | 728 | 719 | 710 | 701 | 693 | 686 | 679 | 673 | 669 | 665 | 662 | 660 | 659
| 18 | 892 | 892 | 891 | 889 | 886 | 882 | 878 | 872 | 866 | 860 | 853 | 845 | 836 | 827 | 818 | 808 | 798 | 788 | 777 | 767 | 756 | 746 | 735 | 725 | 715 | 705 | 696 | 687 | 680 | 673 | 667 | 662 | 658 | 655 | 652 | 651
| 19 | 897 | 896 | 895 | 893 | 890 | 886 | 881 | 876 | 869 | 862 | 855 | 847 | 838 | 829 | 819 | 809 | 798 | 787 | 776 | 765 | 754 | 743 | 732 | 721 | 710 | 700 | 690 | 682 | 673 | 666 | 660 | 655 | 651 | 647 | 645 | 644
| 20 | 901 | 900 | 899 | 896 | 893 | 889 | 884 | 879 | 872 | 865 | 857 | 848 | 839 | 830 | 819 | 809 | 798 | 787 | 775 | 763 | 752 | 740 | 728 | 717 | 706 | 695 | 685 | 676 | 667 | 660 | 653 | 648 | 644 | 640 | 638 | 636
| 21 | 904 | 904 | 902 | 900 | 897 | 893 | 887 | 881 | 875 | 867 | 859 | 850 | 841 | 831 | 820 | 809 | 797 | 786 | 774 | 762 | 750 | 737 | 725 | 713 | 702 | 691 | 680 | 670 | 661 | 654 | 647 | 641 | 636 | 633 | 630 | 628
| 22 | 908 | 907 | 906 | 903 | 900 | 896 | 890 | 884 | 877 | 869 | 861 | 852 | 842 | 831 | 820 | 809 | 797 | 785 | 773 | 760 | 747 | 735 | 722 | 710 | 698 | 686 | 675 | 665 | 655 | 647 | 640 | 634 | 629 | 625 | 622 | 621
| 23 | 911 | 911 | 909 | 907 | 903 | 899 | 893 | 887 | 880 | 872 | 863 | 853 | 843 | 832 | 821 | 809 | 797 | 784 | 771 | 758 | 745 | 732 | 719 | 706 | 693 | 681 | 670 | 659 | 649 | 641 | 634 | 627 | 622 | 618 | 615 | 613
| 24 | 914 | 914 | 912 | 910 | 906 | 901 | 896 | 889 | 882 | 873 | 864 | 855 | 844 | 833 | 821 | 809 | 796 | 783 | 770 | 756 | 743 | 729 | 715 | 702 | 689 | 676 | 665 | 653 | 643 | 634 | 627 | 620 | 615 | 610 | 607 | 605
| 25 | 917 | 917 | 915 | 912 | 909 | 904 | 898 | 891 | 884 | 875 | 866 | 855 | 845 | 833 | 821 | 808 | 795 | 782 | 768 | 754 | 740 | 726 | 712 | 698 | 685 | 672 | 659 | 648 | 637 | 628 | 620 | 613 | 608 | 603 | 600 | 598
| 26 | 920 | 919 | 918 | 915 | 911 | 906 | 900 | 893 | 885 | 877 | 867 | 856 | 845 | 833 | 821 | 808 | 795 | 781 | 767 | 752 | 738 | 723 | 709 | 695 | 681 | 667 | 654 | 642 | 631 | 622 | 613 | 606 | 600 | 596 | 593 | 591
| 27 | 922 | 922 | 920 | 917 | 913 | 908 | 902 | 895 | 887 | 878 | 868 | 857 | 846 | 834 | 821 | 808 | 794 | 780 | 765 | 750 | 735 | 720 | 706 | 691 | 676 | 663 | 649 | 637 | 625 | 616 | 607 | 600 | 593 | 588 | 585 | 583
| 28 | 925 | 924 | 922 | 920 | 916 | 910 | 904 | 897 | 888 | 879 | 869 | 858 | 846 | 834 | 821 | 807 | 793 | 778 | 763 | 748 | 733 | 718 | 702 | 687 | 672 | 658 | 644 | 631 | 620 | 609 | 600 | 593 | 586 | 581 | 578 | 576
| 29 | 927 | 926 | 925 | 922 | 917 | 912 | 906 | 898 | 890 | 880 | 870 | 859 | 847 | 834 | 820 | 806 | 792 | 777 | 762 | 746 | 730 | 714 | 699 | 683 | 668 | 653 | 639 | 626 | 614 | 603 | 594 | 586 | 579 | 574 | 570 | 568
| 30 | 929 | 928 | 926 | 923 | 919 | 914 | 907 | 900 | 891 | 881 | 870 | 859 | 847 | 833 | 820 | 805 | 790 | 775 | 760 | 744 | 728 | 712 | 695 | 679 | 664 | 649 | 634 | 620 | 608 | 597 | 587 | 579 | 572 | 567 | 563 | 561
| 31 | 931 | 930 | 928 | 925 | 921 | 915 | 908 | 901 | 892 | 882 | 871 | 859 | 846 | 833 | 819 | 804 | 789 | 774 | 757 | 741 | 725 | 708 | 692 | 676 | 660 | 644 | 629 | 615 | 602 | 591 | 581 | 572 | 565 | 560 | 556 | 554
| 32 | 932 | 931 | 930 | 926 | 922 | 916 | 910 | 902 | 892 | 882 | 871 | 859 | 846 | 833 | 818 | 803 | 788 | 772 | 756 | 739 | 722 | 705 | 688 | 672 | 655 | 639 | 624 | 610 | 596 | 584 | 574 | 565 | 558 | 552 | 549 | 546
| 33 | 933 | 933 | 931 | 928 | 923 | 917 | 910 | 902 | 893 | 883 | 871 | 859 | 846 | 832 | 817 | 802 | 786 | 770 | 753 | 736 | 719 | 702 | 685 | 668 | 651 | 635 | 619 | 604 | 590 | 578 | 568 | 558 | 551 | 545 | 541 | 538
| 34 | 935 | 934 | 932 | 929 | 924 | 918 | 911 | 903 | 893 | 883 | 871 | 859 | 845 | 831 | 816 | 801 | 785 | 768 | 751 | 734 | 716 | 699 | 681 | 664 | 647 | 630 | 614 | 599 | 585 | 572 | 561 | 552 | 544 | 538 | 534 | 531
| 35 | 935 | 935 | 933 | 929 | 925 | 919 | 912 | 903 | 894 | 883 | 871 | 858 | 845 | 830 | 815 | 799 | 783 | 766 | 749 | 731 | 714 | 696 | 678 | 660 | 643 | 626 | 609 | 594 | 579 | 566 | 555 | 545 | 537 | 531 | 526 | 523
| 36 | 936 | 935 | 933 | 930 | 925 | 919 | 912 | 903 | 894 | 883 | 871 | 858 | 844 | 829 | 814 | 798 | 781 | 764 | 746 | 728 | 711 | 692 | 674 | 656 | 638 | 621 | 605 | 589 | 574 | 560 | 548 | 538 | 530 | 524 | 519 | 516
| 37 | 937 | 936 | 934 | 930 | 926 | 919 | 912 | 903 | 893 | 882 | 870 | 857 | 843 | 828 | 812 | 796 | 779 | 762 | 744 | 726 | 707 | 689 | 671 | 652 | 634 | 617 | 600 | 583 | 568 | 554 | 542 | 532 | 523 | 517 | 512 | 509
| 38 | 937 | 936 | 934 | 931 | 926 | 919 | 912 | 903 | 893 | 882 | 869 | 856 | 842 | 826 | 811 | 794 | 777 | 759 | 741 | 723 | 704 | 685 | 667 | 648 | 630 | 612 | 595 | 578 | 562 | 548 | 536 | 525 | 517 | 510 | 505 | 502
| 39 | 937 | 936 | 934 | 931 | 926 | 919 | 912 | 903 | 892 | 881 | 868 | 855 | 840 | 825 | 809 | 792 | 775 | 757 | 738 | 720 | 701 | 682 | 663 | 644 | 626 | 607 | 590 | 573 | 557 | 542 | 530 | 519 | 510 | 503 | 498 | 495
| 40 | 937 | 936 | 934 | 930 | 925 | 919 | 911 | 902 | 892 | 880 | 867 | 854 | 839 | 823 | 807 | 790 | 772 | 754 | 736 | 717 | 697 | 678 | 659 | 640 | 621 | 603 | 585 | 568 | 552 | 536 | 523 | 512 | 503 | 496 | 491 | 488
| 41 | 936 | 936 | 933 | 930 | 925 | 918 | 911 | 901 | 891 | 879 | 866 | 852 | 837 | 821 | 805 | 788 | 770 | 751 | 733 | 713 | 694 | 675 | 655 | 636 | 617 | 598 | 580 | 563 | 546 | 531 | 517 | 506 | 496 | 489 | 484 | 481
| 42 | 936 | 935 | 933 | 929 | 924 | 918 | 910 | 900 | 890 | 878 | 865 | 851 | 835 | 819 | 803 | 785 | 767 | 749 | 730 | 710 | 691 | 671 | 651 | 632 | 612 | 594 | 575 | 558 | 541 | 525 | 511 | 499 | 490 | 482 | 477 | 474
| 43 | 935 | 934 | 932 | 928 | 923 | 917 | 909 | 899 | 888 | 876 | 863 | 849 | 833 | 817 | 800 | 783 | 764 | 746 | 726 | 707 | 687 | 667 | 647 | 627 | 608 | 589 | 570 | 553 | 535 | 519 | 505 | 493 | 483 | 475 | 470 | 467
| 44 | 934 | 933 | 931 | 927 | 922 | 915 | 907 | 898 | 887 | 875 | 861 | 847 | 831 | 815 | 798 | 780 | 761 | 742 | 723 | 703 | 683 | 663 | 643 | 623 | 603 | 584 | 565 | 547 | 530 | 514 | 499 | 487 | 477 | 469 | 463 | 460
| 45 | 933 | 932 | 930 | 926 | 921 | 914 | 906 | 896 | 885 | 873 | 859 | 845 | 829 | 813 | 795 | 777 | 759 | 739 | 720 | 700 | 680 | 659 | 639 | 619 | 599 | 579 | 561 | 542 | 525 | 508 | 493 | 481 | 470 | 462 | 456 | 453
| 46 | 931 | 931 | 928 | 924 | 919 | 912 | 904 | 894 | 883 | 871 | 857 | 842 | 827 | 810 | 792 | 774 | 755 | 736 | 716 | 696 | 676 | 655 | 635 | 614 | 594 | 575 | 556 | 537 | 520 | 503 | 488 | 475 | 464 | 456 | 450 | 446
| 47 | 930 | 929 | 927 | 923 | 917 | 911 | 902 | 892 | 881 | 869 | 855 | 840 | 824 | 807 | 790 | 771 | 752 | 733 | 713 | 692 | 672 | 651 | 630 | 610 | 590 | 570 | 551 | 532 | 514 | 498 | 482 | 469 | 458 | 449 | 443 | 439
| 48 | 928 | 927 | 925 | 921 | 915 | 909 | 900 | 890 | 879 | 866 | 852 | 837 | 821 | 804 | 787 | 768 | 749 | 729 | 709 | 688 | 668 | 647 | 626 | 605 | 585 | 565 | 546 | 527 | 509 | 492 | 476 | 463 | 452 | 443 | 437 | 433
| 49 | 926 | 925 | 923 | 919 | 913 | 906 | 898 | 888 | 876 | 864 | 850 | 834 | 818 | 801 | 783 | 765 | 745 | 725 | 705 | 684 | 664 | 643 | 622 | 601 | 580 | 560 | 541 | 522 | 504 | 487 | 471 | 457 | 445 | 437 | 430 | 426
| 50 | 923 | 923 | 920 | 916 | 911 | 904 | 895 | 885 | 874 | 861 | 847 | 832 | 815 | 798 | 780 | 761 | 742 | 722 | 701 | 680 | 659 | 638 | 617 | 596 | 575 | 555 | 536 | 517 | 499 | 481 | 465 | 451 | 439 | 430 | 424 | 420
| 51 | 921 | 920 | 918 | 914 | 908 | 901 | 893 | 883 | 871 | 858 | 844 | 828 | 812 | 795 | 776 | 758 | 738 | 718 | 697 | 676 | 655 | 634 | 612 | 591 | 571 | 550 | 531 | 512 | 493 | 476 | 460 | 445 | 433 | 424 | 418 | 413
| 52 | 918 | 917 | 915 | 911 | 905 | 898 | 890 | 880 | 868 | 855 | 841 | 825 | 809 | 791 | 773 | 754 | 734 | 714 | 693 | 672 | 651 | 629 | 608 | 587 | 566 | 545 | 525 | 506 | 488 | 471 | 454 | 440 | 428 | 418 | 411 | 407
| 53 | 915 | 914 | 912 | 908 | 903 | 895 | 887 | 876 | 865 | 852 | 837 | 822 | 805 | 787 | 769 | 750 | 730 | 710 | 689 | 668 | 646 | 625 | 603 | 582 | 561 | 540 | 520 | 501 | 483 | 465 | 449 | 434 | 422 | 412 | 405 | 401
| 54 | 912 | 911 | 909 | 905 | 899 | 892 | 883 | 873 | 861 | 848 | 834 | 818 | 801 | 784 | 765 | 746 | 726 | 705 | 684 | 663 | 642 | 620 | 598 | 577 | 556 | 535 | 515 | 496 | 478 | 460 | 444 | 429 | 416 | 406 | 399 | 395
| 55 | 909 | 908 | 906 | 902 | 896 | 889 | 880 | 870 | 858 | 844 | 830 | 814 | 797 | 780 | 761 | 742 | 722 | 701 | 680 | 659 | 637 | 615 | 594 | 572 | 551 | 530 | 510 | 491 | 472 | 455 | 438 | 423 | 411 | 401 | 394 | 389
| 56 | 905 | 904 | 902 | 898 | 892 | 885 | 876 | 866 | 854 | 841 | 826 | 810 | 793 | 776 | 757 | 738 | 717 | 697 | 675 | 654 | 632 | 610 | 589 | 567 | 546 | 525 | 505 | 486 | 467 | 449 | 433 | 418 | 405 | 395 | 388 | 383
| 57 | 901 | 901 | 898 | 894 | 888 | 881 | 872 | 862 | 850 | 837 | 822 | 806 | 789 | 771 | 753 | 733 | 713 | 692 | 671 | 649 | 627 | 606 | 584 | 562 | 541 | 520 | 500 | 480 | 462 | 444 | 428 | 413 | 400 | 389 | 382 | 378
| 58 | 897 | 897 | 894 | 890 | 884 | 877 | 868 | 858 | 846 | 832 | 818 | 802 | 785 | 767 | 748 | 728 | 708 | 687 | 666 | 644 | 623 | 600 | 579 | 557 | 536 | 515 | 495 | 475 | 456 | 439 | 422 | 407 | 394 | 384 | 376 | 372
| 59 | 893 | 892 | 890 | 886 | 880 | 873 | 864 | 854 | 842 | 828 | 813 | 797 | 780 | 762 | 744 | 724 | 703 | 683 | 661 | 639 | 618 | 595 | 573 | 552 | 530 | 510 | 489 | 470 | 451 | 434 | 417 | 402 | 389 | 378 | 371 | 366
| 60 | 889 | 888 | 886 | 882 | 876 | 869 | 860 | 849 | 837 | 824 | 809 | 793 | 776 | 758 | 739 | 719 | 699 | 678 | 656 | 634 | 612 | 590 | 568 | 547 | 525 | 504 | 484 | 465 | 446 | 428 | 412 | 397 | 384 | 373 | 365 | 361
| 61 | 884 | 883 | 881 | 877 | 871 | 864 | 855 | 845 | 833 | 819 | 804 | 788 | 771 | 753 | 734 | 714 | 694 | 673 | 651 | 629 | 607 | 585 | 563 | 541 | 520 | 499 | 479 | 459 | 441 | 423 | 407 | 392 | 378 | 368 | 360 | 355
| 62 | 879 | 878 | 876 | 872 | 866 | 859 | 850 | 840 | 828 | 814 | 799 | 783 | 766 | 748 | 729 | 709 | 689 | 668 | 646 | 624 | 602 | 580 | 558 | 536 | 515 | 494 | 473 | 454 | 435 | 418 | 401 | 386 | 373 | 362 | 355 | 350
| 63 | 874 | 873 | 871 | 867 | 861 | 854 | 845 | 835 | 823 | 809 | 794 | 778 | 761 | 743 | 724 | 704 | 683 | 662 | 641 | 619 | 597 | 575 | 553 | 531 | 509 | 488 | 468 | 449 | 430 | 412 | 396 | 381 | 368 | 357 | 349 | 345
| 64 | 869 | 868 | 866 | 862 | 856 | 849 | 840 | 829 | 817 | 804 | 789 | 773 | 756 | 738 | 718 | 699 | 678 | 657 | 635 | 614 | 591 | 569 | 547 | 525 | 504 | 483 | 463 | 443 | 425 | 407 | 391 | 376 | 363 | 352 | 344 | 340
| 65 | 864 | 863 | 860 | 856 | 851 | 843 | 835 | 824 | 812 | 798 | 783 | 767 | 750 | 732 | 713 | 693 | 673 | 652 | 630 | 608 | 586 | 564 | 542 | 520 | 499 | 477 | 457 | 438 | 420 | 402 | 386 | 371 | 358 | 347 | 339 | 335
| 66 | 858 | 857 | 855 | 851 | 845 | 838 | 829 | 819 | 807 | 793 | 778 | 762 | 745 | 727 | 708 | 688 | 667 | 646 | 624 | 603 | 580 | 558 | 536 | 514 | 493 | 472 | 452 | 433 | 414 | 397 | 381 | 366 | 353 | 342 | 335 | 330
| 67 | 852 | 851 | 849 | 845 | 839 | 832 | 823 | 813 | 801 | 787 | 772 | 756 | 739 | 721 | 702 | 682 | 661 | 640 | 619 | 597 | 575 | 553 | 531 | 509 | 487 | 467 | 447 | 427 | 409 | 391 | 375 | 361 | 348 | 337 | 330 | 325
| 68 | 846 | 845 | 843 | 839 | 833 | 826 | 817 | 807 | 795 | 781 | 767 | 751 | 733 | 715 | 696 | 676 | 656 | 635 | 613 | 591 | 569 | 547 | 525 | 503 | 482 | 461 | 441 | 422 | 404 | 386 | 370 | 356 | 343 | 333 | 325 | 320
| 69 | 840 | 839 | 837 | 833 | 827 | 820 | 811 | 801 | 789 | 775 | 760 | 744 | 728 | 709 | 690 | 670 | 650 | 629 | 607 | 586 | 564 | 541 | 519 | 498 | 477 | 456 | 436 | 417 | 398 | 381 | 365 | 351 | 338 | 328 | 320 | 315
| 70 | 833 | 833 | 830 | 826 | 821 | 814 | 805 | 795 | 783 | 769 | 754 | 738 | 721 | 703 | 684 | 664 | 644 | 623 | 602 | 580 | 558 | 536 | 514 | 492 | 471 | 450 | 431 | 411 | 393 | 376 | 360 | 346 | 333 | 323 | 315 | 310
| 71 | 827 | 826 | 824 | 820 | 814 | 807 | 799 | 788 | 776 | 763 | 748 | 732 | 715 | 697 | 678 | 658 | 638 | 617 | 596 | 574 | 552 | 530 | 508 | 486 | 465 | 444 | 425 | 406 | 388 | 371 | 355 | 341 | 329 | 318 | 311 | 306
| 72 | 820 | 819 | 817 | 813 | 808 | 801 | 792 | 782 | 770 | 756 | 742 | 726 | 709 | 691 | 672 | 652 | 632 | 611 | 590 | 568 | 546 | 524 | 502 | 481 | 460 | 439 | 419 | 400 | 383 | 366 | 350 | 336 | 323 | 314 | 306 | 301
| 73 | 813 | 812 | 810 | 806 | 801 | 794 | 785 | 775 | 763 | 750 | 735 | 719 | 702 | 684 | 665 | 646 | 626 | 605 | 583 | 562 | 540 | 518 | 496 | 475 | 454 | 434 | 414 | 395 | 377 | 360 | 345 | 331 | 319 | 309 | 301 | 297
| 74 | 806 | 805 | 803 | 799 | 794 | 787 | 778 | 768 | 756 | 743 | 728 | 712 | 696 | 678 | 659 | 639 | 619 | 599 | 577 | 556 | 534 | 512 | 491 | 469 | 448 | 428 | 408 | 390 | 372 | 355 | 340 | 326 | 314 | 304 | 296 | 292
| 75 | 798 | 798 | 795 | 792 | 786 | 779 | 771 | 761 | 749 | 736 | 721 | 706 | 689 | 671 | 653 | 633 | 613 | 592 | 571 | 550 | 528 | 506 | 485 | 463 | 442 | 422 | 403 | 384 | 367 | 350 | 335 | 321 | 309 | 299 | 292 | 288
| 76 | 791 | 790 | 788 | 784 | 779 | 772 | 764 | 754 | 742 | 729 | 714 | 699 | 682 | 664 | 645 | 627 | 606 | 586 | 565 | 543 | 522 | 500 | 479 | 458 | 437 | 417 | 397 | 379 | 362 | 345 | 330 | 316 | 304 | 294 | 287 | 283
| 77 | 783 | 782 | 780 | 777 | 771 | 765 | 756 | 746 | 734 | 722 | 707 | 692 | 675 | 657 | 639 | 619 | 600 | 579 | 558 | 537 | 516 | 494 | 473 | 452 | 431 | 411 | 392 | 374 | 356 | 340 | 325 | 311 | 300 | 290 | 283 | 278
| 78 | 775 | 774 | 772 | 769 | 763 | 757 | 748 | 738 | 727 | 714 | 700 | 685 | 668 | 651 | 632 | 613 | 593 | 573 | 552 | 531 | 510 | 488 | 467 | 446 | 425 | 405 | 386 | 368 | 351 | 335 | 320 | 307 | 295 | 286 | 278 | 274
| 79 | 767 | 766 | 764 | 761 | 756 | 749 | 741 | 731 | 720 | 707 | 693 | 677 | 661 | 643 | 625 | 606 | 586 | 566 | 545 | 524 | 503 | 482 | 461 | 440 | 420 | 400 | 381 | 363 | 346 | 330 | 315 | 302 | 290 | 281 | 274 | 270
| 80 | 759 | 758 | 756 | 752 | 747 | 741 | 733 | 723 | 712 | 699 | 685 | 670 | 653 | 636 | 618 | 600 | 580 | 559 | 539 | 518 | 497 | 476 | 455 | 434 | 414 | 394 | 375 | 358 | 341 | 325 | 310 | 297 | 285 | 276 | 270 | 265
| 81 | 750 | 749 | 748 | 744 | 739 | 733 | 725 | 715 | 704 | 691 | 677 | 662 | 646 | 629 | 611 | 592 | 573 | 553 | 532 | 511 | 491 | 469 | 448 | 428 | 408 | 388 | 370 | 352 | 335 | 319 | 305 | 292 | 281 | 272 | 265 | 261
| 82 | 742 | 741 | 739 | 736 | 731 | 724 | 717 | 707 | 696 | 683 | 669 | 654 | 639 | 622 | 604 | 585 | 565 | 546 | 526 | 505 | 484 | 463 | 442 | 422 | 402 | 383 | 364 | 347 | 330 | 315 | 301 | 288 | 276 | 267 | 261 | 257
| 83 | 733 | 732 | 730 | 727 | 722 | 716 | 708 | 699 | 688 | 675 | 662 | 647 | 631 | 614 | 596 | 578 | 558 | 538 | 519 | 498 | 478 | 457 | 437 | 416 | 396 | 377 | 359 | 341 | 325 | 310 | 296 | 283 | 272 | 263 | 256 | 252
| 84 | 724 | 723 | 721 | 718 | 713 | 707 | 699 | 690 | 680 | 667 | 654 | 639 | 623 | 606 | 589 | 571 | 551 | 532 | 512 | 492 | 471 | 450 | 430 | 410 | 391 | 372 | 353 | 336 | 320 | 305 | 290 | 278 | 267 | 259 | 252 | 248
| 85 | 715 | 714 | 712 | 709 | 704 | 698 | 691 | 682 | 671 | 659 | 645 | 631 | 615 | 599 | 581 | 563 | 545 | 525 | 505 | 485 | 465 | 444 | 424 | 404 | 385 | 366 | 348 | 331 | 315 | 300 | 286 | 274 | 263 | 254 | 248 | 244
| 86 | 706 | 705 | 703 | 700 | 695 | 690 | 682 | 673 | 662 | 651 | 637 | 623 | 607 | 591 | 574 | 556 | 537 | 518 | 498 | 478 | 458 | 438 | 418 | 398 | 379 | 360 | 342 | 326 | 310 | 295 | 281 | 269 | 258 | 250 | 244 | 240
| 87 | 696 | 696 | 694 | 690 | 686 | 680 | 673 | 664 | 654 | 642 | 629 | 615 | 599 | 583 | 566 | 548 | 530 | 511 | 491 | 471 | 451 | 431 | 412 | 392 | 373 | 355 | 337 | 320 | 304 | 290 | 277 | 264 | 254 | 246 | 240 | 235
| 88 | 686 | 686 | 684 | 681 | 677 | 671 | 664 | 655 | 645 | 633 | 620 | 606 | 591 | 575 | 559 | 541 | 522 | 503 | 484 | 465 | 445 | 425 | 405 | 386 | 368 | 349 | 332 | 315 | 299 | 285 | 272 | 260 | 250 | 241 | 235 | 232
| 89 | 677 | 676 | 674 | 671 | 667 | 662 | 655 | 646 | 636 | 625 | 612 | 598 | 583 | 567 | 550 | 533 | 515 | 496 | 477 | 458 | 438 | 419 | 399 | 380 | 361 | 343 | 326 | 310 | 294 | 280 | 267 | 255 | 245 | 237 | 231 | 227
| 90 | 667 | 666 | 665 | 662 | 658 | 652 | 645 | 637 | 627 | 616 | 603 | 590 | 575 | 559 | 543 | 525 | 507 | 489 | 470 | 451 | 432 | 412 | 393 | 374 | 356 | 338 | 321 | 305 | 290 | 275 | 262 | 251 | 241 | 233 | 227 | 223

## Zone-7E (hidden)
Inclination (variation from horizontal) | Orientation (variation from south)
| Slope | 0 | 5 | 10 | 15 | 20 | 25 | 30 | 35 | 40 | 45 | 50 | 55 | 60 | 65 | 70 | 75 | 80 | 85 | 90 | 95 | 100 | 105 | 110 | 115 | 120 | 125 | 130 | 135 | 140 | 145 | 150 | 155 | 160 | 165 | 170 | 175
| 0 | 735 | 735 | 735 | 735 | 735 | 735 | 735 | 735 | 735 | 735 | 735 | 735 | 735 | 735 | 735 | 735 | 735 | 735 | 735 | 735 | 735 | 735 | 735 | 735 | 735 | 735 | 735 | 735 | 735 | 735 | 735 | 735 | 735 | 735 | 735 | 735
| 1 | 741 | 741 | 741 | 741 | 741 | 740 | 740 | 740 | 740 | 739 | 739 | 738 | 738 | 737 | 737 | 736 | 736 | 735 | 735 | 734 | 733 | 733 | 732 | 732 | 731 | 731 | 730 | 730 | 730 | 729 | 729 | 729 | 729 | 728 | 728 | 728
| 2 | 747 | 747 | 747 | 747 | 746 | 746 | 746 | 745 | 744 | 744 | 743 | 742 | 741 | 740 | 739 | 738 | 737 | 736 | 734 | 733 | 732 | 731 | 730 | 729 | 728 | 727 | 726 | 725 | 725 | 724 | 723 | 723 | 722 | 722 | 722 | 722
| 3 | 753 | 753 | 753 | 753 | 752 | 752 | 751 | 750 | 749 | 748 | 747 | 745 | 744 | 742 | 741 | 739 | 738 | 736 | 734 | 733 | 731 | 729 | 728 | 726 | 725 | 723 | 722 | 720 | 719 | 718 | 717 | 717 | 716 | 715 | 715 | 715
| 4 | 759 | 759 | 759 | 759 | 758 | 757 | 756 | 755 | 753 | 752 | 750 | 749 | 747 | 745 | 743 | 741 | 738 | 736 | 734 | 732 | 729 | 727 | 725 | 723 | 721 | 719 | 717 | 716 | 714 | 713 | 711 | 710 | 710 | 709 | 708 | 708
| 5 | 765 | 765 | 765 | 764 | 763 | 762 | 761 | 760 | 758 | 756 | 754 | 752 | 749 | 747 | 744 | 742 | 739 | 736 | 734 | 731 | 728 | 725 | 723 | 720 | 717 | 715 | 713 | 711 | 709 | 707 | 705 | 704 | 703 | 702 | 702 | 701
| 6 | 771 | 771 | 770 | 770 | 769 | 767 | 766 | 764 | 762 | 760 | 758 | 755 | 752 | 749 | 746 | 743 | 740 | 737 | 733 | 730 | 726 | 723 | 720 | 717 | 714 | 711 | 708 | 706 | 703 | 701 | 699 | 698 | 696 | 695 | 695 | 694
| 7 | 776 | 776 | 776 | 775 | 774 | 772 | 771 | 769 | 766 | 764 | 761 | 758 | 755 | 751 | 748 | 744 | 741 | 737 | 733 | 729 | 725 | 721 | 717 | 714 | 710 | 707 | 704 | 701 | 698 | 695 | 693 | 691 | 690 | 689 | 688 | 687
| 8 | 782 | 782 | 781 | 780 | 779 | 777 | 775 | 773 | 771 | 768 | 764 | 761 | 757 | 754 | 750 | 745 | 741 | 737 | 732 | 728 | 723 | 719 | 715 | 710 | 706 | 703 | 699 | 696 | 692 | 690 | 687 | 685 | 683 | 682 | 681 | 680
| 9 | 787 | 787 | 786 | 785 | 784 | 782 | 780 | 777 | 774 | 771 | 768 | 764 | 760 | 755 | 751 | 746 | 741 | 737 | 732 | 727 | 722 | 717 | 712 | 707 | 703 | 698 | 694 | 690 | 687 | 684 | 681 | 679 | 677 | 675 | 674 | 673
| 10 | 792 | 792 | 791 | 790 | 789 | 787 | 784 | 781 | 778 | 775 | 771 | 767 | 762 | 757 | 752 | 747 | 742 | 737 | 731 | 725 | 720 | 715 | 709 | 704 | 699 | 694 | 689 | 685 | 681 | 678 | 675 | 672 | 670 | 668 | 667 | 666
| 11 | 797 | 797 | 796 | 795 | 793 | 791 | 789 | 785 | 782 | 778 | 774 | 769 | 764 | 759 | 754 | 748 | 742 | 736 | 730 | 724 | 718 | 712 | 706 | 701 | 695 | 690 | 685 | 680 | 676 | 672 | 669 | 666 | 663 | 661 | 660 | 659
| 12 | 802 | 802 | 801 | 800 | 798 | 795 | 793 | 789 | 786 | 781 | 777 | 772 | 766 | 761 | 755 | 749 | 743 | 736 | 730 | 723 | 716 | 710 | 704 | 697 | 691 | 685 | 680 | 675 | 670 | 666 | 662 | 659 | 657 | 655 | 653 | 652
| 13 | 807 | 806 | 806 | 804 | 802 | 800 | 797 | 793 | 789 | 785 | 780 | 774 | 769 | 762 | 756 | 750 | 743 | 736 | 729 | 722 | 715 | 708 | 701 | 694 | 687 | 681 | 675 | 670 | 665 | 660 | 656 | 653 | 650 | 648 | 646 | 645
| 14 | 811 | 811 | 810 | 808 | 806 | 804 | 800 | 797 | 792 | 787 | 782 | 777 | 770 | 764 | 757 | 750 | 743 | 736 | 728 | 720 | 713 | 705 | 698 | 690 | 683 | 677 | 670 | 664 | 659 | 654 | 650 | 646 | 643 | 641 | 640 | 639
| 15 | 816 | 815 | 814 | 813 | 810 | 808 | 804 | 800 | 795 | 790 | 785 | 779 | 772 | 765 | 758 | 751 | 743 | 735 | 727 | 719 | 711 | 703 | 695 | 687 | 680 | 672 | 666 | 659 | 654 | 648 | 644 | 640 | 637 | 635 | 633 | 632
| 16 | 820 | 819 | 818 | 817 | 814 | 811 | 808 | 803 | 798 | 793 | 787 | 781 | 774 | 767 | 759 | 751 | 743 | 735 | 726 | 718 | 709 | 701 | 692 | 684 | 676 | 668 | 661 | 654 | 648 | 642 | 638 | 634 | 631 | 628 | 626 | 625
| 17 | 824 | 823 | 822 | 820 | 818 | 815 | 811 | 806 | 801 | 796 | 789 | 783 | 776 | 768 | 760 | 752 | 743 | 734 | 725 | 716 | 707 | 698 | 689 | 680 | 672 | 664 | 656 | 649 | 642 | 637 | 632 | 628 | 624 | 622 | 620 | 618
| 18 | 827 | 827 | 826 | 824 | 821 | 818 | 814 | 809 | 804 | 798 | 792 | 785 | 777 | 769 | 761 | 752 | 743 | 734 | 724 | 715 | 705 | 696 | 686 | 677 | 668 | 659 | 651 | 644 | 637 | 631 | 626 | 621 | 618 | 615 | 613 | 612
| 19 | 831 | 831 | 829 | 828 | 825 | 821 | 817 | 812 | 807 | 801 | 794 | 786 | 779 | 770 | 761 | 752 | 743 | 733 | 723 | 713 | 703 | 693 | 683 | 674 | 664 | 655 | 647 | 639 | 631 | 625 | 620 | 615 | 611 | 608 | 606 | 605
| 20 | 835 | 834 | 833 | 831 | 828 | 824 | 820 | 815 | 809 | 803 | 796 | 788 | 780 | 771 | 762 | 753 | 743 | 733 | 722 | 712 | 701 | 691 | 680 | 670 | 660 | 651 | 642 | 634 | 626 | 620 | 614 | 609 | 605 | 602 | 600 | 598
| 21 | 838 | 837 | 836 | 834 | 831 | 827 | 823 | 818 | 812 | 805 | 797 | 790 | 781 | 772 | 762 | 753 | 742 | 732 | 721 | 710 | 699 | 688 | 678 | 667 | 657 | 647 | 637 | 628 | 621 | 614 | 608 | 603 | 599 | 595 | 593 | 591
| 22 | 841 | 841 | 839 | 837 | 834 | 830 | 825 | 820 | 814 | 807 | 799 | 791 | 782 | 773 | 763 | 752 | 742 | 731 | 720 | 709 | 697 | 686 | 675 | 663 | 653 | 642 | 632 | 623 | 615 | 608 | 602 | 596 | 592 | 588 | 586 | 584
| 23 | 844 | 843 | 842 | 840 | 837 | 833 | 828 | 822 | 816 | 809 | 801 | 792 | 783 | 773 | 763 | 752 | 741 | 730 | 719 | 707 | 695 | 683 | 672 | 660 | 649 | 638 | 628 | 618 | 610 | 602 | 596 | 590 | 585 | 582 | 579 | 577
| 24 | 847 | 846 | 845 | 842 | 839 | 835 | 830 | 824 | 818 | 810 | 802 | 793 | 784 | 774 | 763 | 752 | 741 | 729 | 717 | 705 | 693 | 681 | 669 | 657 | 645 | 634 | 623 | 613 | 604 | 597 | 590 | 584 | 579 | 575 | 572 | 571
| 25 | 849 | 849 | 847 | 845 | 842 | 837 | 832 | 826 | 819 | 812 | 803 | 794 | 784 | 774 | 763 | 752 | 740 | 728 | 716 | 703 | 691 | 678 | 666 | 653 | 641 | 630 | 619 | 608 | 599 | 591 | 584 | 578 | 572 | 568 | 566 | 564
| 26 | 852 | 851 | 850 | 847 | 844 | 839 | 834 | 828 | 821 | 813 | 804 | 795 | 785 | 774 | 763 | 752 | 739 | 727 | 714 | 702 | 689 | 676 | 663 | 650 | 637 | 625 | 614 | 603 | 594 | 585 | 578 | 571 | 566 | 562 | 559 | 557
| 27 | 854 | 853 | 852 | 849 | 846 | 841 | 836 | 830 | 822 | 814 | 805 | 796 | 785 | 774 | 763 | 751 | 738 | 726 | 713 | 700 | 686 | 673 | 660 | 647 | 634 | 621 | 609 | 598 | 588 | 579 | 572 | 565 | 559 | 555 | 552 | 550
| 28 | 856 | 855 | 854 | 851 | 848 | 843 | 837 | 831 | 823 | 815 | 806 | 796 | 785 | 774 | 763 | 750 | 738 | 725 | 711 | 698 | 684 | 670 | 657 | 643 | 630 | 617 | 605 | 593 | 583 | 574 | 566 | 559 | 553 | 549 | 545 | 544
| 29 | 858 | 857 | 856 | 853 | 849 | 845 | 839 | 832 | 825 | 816 | 807 | 797 | 786 | 774 | 762 | 750 | 737 | 723 | 710 | 696 | 682 | 668 | 654 | 640 | 626 | 613 | 600 | 588 | 578 | 568 | 560 | 553 | 547 | 542 | 539 | 537
| 30 | 859 | 859 | 857 | 855 | 851 | 846 | 840 | 833 | 825 | 817 | 807 | 797 | 786 | 774 | 762 | 749 | 735 | 722 | 708 | 694 | 679 | 665 | 650 | 636 | 622 | 609 | 596 | 584 | 572 | 563 | 554 | 546 | 540 | 536 | 533 | 530
| 31 | 861 | 860 | 859 | 856 | 852 | 847 | 841 | 834 | 826 | 817 | 807 | 797 | 786 | 774 | 761 | 748 | 734 | 720 | 706 | 691 | 677 | 662 | 647 | 633 | 619 | 605 | 591 | 579 | 567 | 557 | 548 | 540 | 534 | 529 | 526 | 523
| 32 | 862 | 862 | 860 | 857 | 853 | 848 | 842 | 835 | 827 | 818 | 808 | 797 | 785 | 773 | 760 | 747 | 733 | 719 | 704 | 689 | 674 | 659 | 644 | 629 | 615 | 600 | 587 | 574 | 562 | 551 | 542 | 534 | 528 | 523 | 519 | 516
| 33 | 863 | 863 | 861 | 858 | 854 | 849 | 843 | 835 | 827 | 818 | 808 | 797 | 785 | 772 | 759 | 746 | 731 | 717 | 702 | 687 | 672 | 656 | 641 | 626 | 611 | 596 | 582 | 569 | 557 | 546 | 536 | 528 | 521 | 516 | 512 | 510
| 34 | 864 | 864 | 862 | 859 | 855 | 850 | 843 | 836 | 827 | 818 | 808 | 796 | 784 | 772 | 758 | 744 | 730 | 715 | 700 | 684 | 669 | 653 | 638 | 622 | 607 | 592 | 578 | 564 | 551 | 540 | 530 | 522 | 515 | 510 | 506 | 503
| 35 | 865 | 864 | 863 | 860 | 855 | 850 | 844 | 836 | 827 | 818 | 807 | 796 | 784 | 771 | 757 | 743 | 728 | 713 | 698 | 682 | 666 | 650 | 634 | 619 | 603 | 588 | 573 | 559 | 546 | 535 | 524 | 516 | 509 | 503 | 499 | 497
| 36 | 865 | 865 | 863 | 860 | 856 | 850 | 844 | 836 | 827 | 818 | 807 | 795 | 783 | 770 | 756 | 741 | 726 | 711 | 695 | 680 | 663 | 647 | 631 | 615 | 599 | 584 | 569 | 555 | 541 | 529 | 519 | 510 | 502 | 497 | 493 | 490
| 37 | 866 | 865 | 863 | 860 | 856 | 850 | 844 | 836 | 827 | 817 | 806 | 794 | 782 | 768 | 754 | 740 | 725 | 709 | 693 | 677 | 660 | 644 | 627 | 611 | 595 | 580 | 564 | 550 | 536 | 524 | 513 | 504 | 496 | 490 | 486 | 484
| 38 | 866 | 865 | 863 | 860 | 856 | 850 | 844 | 836 | 827 | 817 | 805 | 793 | 781 | 767 | 753 | 738 | 723 | 707 | 691 | 674 | 657 | 641 | 624 | 608 | 591 | 575 | 560 | 545 | 531 | 518 | 507 | 498 | 490 | 484 | 480 | 477
| 39 | 866 | 865 | 863 | 860 | 856 | 850 | 843 | 835 | 826 | 816 | 805 | 792 | 779 | 766 | 751 | 736 | 720 | 704 | 688 | 671 | 654 | 638 | 621 | 604 | 587 | 571 | 555 | 540 | 526 | 513 | 501 | 492 | 484 | 477 | 473 | 471
| 40 | 866 | 865 | 863 | 860 | 855 | 850 | 843 | 835 | 825 | 815 | 803 | 791 | 778 | 764 | 749 | 734 | 718 | 702 | 685 | 668 | 651 | 634 | 617 | 600 | 583 | 567 | 551 | 536 | 521 | 508 | 496 | 486 | 478 | 471 | 467 | 465
| 41 | 865 | 865 | 863 | 859 | 855 | 849 | 842 | 834 | 824 | 814 | 802 | 790 | 776 | 762 | 747 | 732 | 716 | 699 | 683 | 665 | 648 | 631 | 613 | 596 | 579 | 563 | 547 | 531 | 516 | 502 | 490 | 480 | 472 | 465 | 461 | 458
| 42 | 865 | 864 | 862 | 859 | 854 | 848 | 841 | 833 | 823 | 813 | 801 | 788 | 775 | 760 | 745 | 730 | 713 | 697 | 680 | 662 | 645 | 627 | 610 | 592 | 575 | 558 | 542 | 526 | 511 | 497 | 485 | 474 | 466 | 459 | 454 | 452
| 43 | 864 | 863 | 861 | 858 | 853 | 847 | 840 | 832 | 822 | 811 | 799 | 786 | 773 | 758 | 743 | 727 | 711 | 694 | 677 | 659 | 641 | 624 | 606 | 588 | 571 | 554 | 537 | 522 | 506 | 492 | 479 | 469 | 460 | 453 | 448 | 445
| 44 | 863 | 862 | 860 | 857 | 852 | 846 | 839 | 830 | 821 | 810 | 798 | 785 | 771 | 756 | 741 | 725 | 708 | 691 | 674 | 656 | 638 | 620 | 602 | 584 | 567 | 550 | 533 | 517 | 502 | 487 | 474 | 463 | 454 | 447 | 441 | 439
| 45 | 862 | 861 | 859 | 855 | 851 | 845 | 837 | 829 | 819 | 808 | 796 | 783 | 769 | 754 | 738 | 722 | 705 | 688 | 670 | 653 | 635 | 616 | 598 | 580 | 563 | 545 | 528 | 512 | 497 | 482 | 469 | 457 | 448 | 441 | 436 | 432
| 46 | 860 | 859 | 857 | 854 | 849 | 843 | 836 | 827 | 817 | 806 | 794 | 780 | 766 | 751 | 736 | 719 | 702 | 685 | 667 | 649 | 631 | 613 | 594 | 576 | 558 | 541 | 524 | 507 | 492 | 477 | 463 | 452 | 442 | 435 | 430 | 426
| 47 | 859 | 858 | 856 | 852 | 848 | 841 | 834 | 825 | 815 | 804 | 791 | 778 | 764 | 749 | 733 | 716 | 699 | 682 | 664 | 646 | 627 | 609 | 590 | 572 | 554 | 536 | 519 | 503 | 487 | 472 | 458 | 446 | 436 | 429 | 424 | 420
| 48 | 857 | 856 | 854 | 851 | 846 | 840 | 832 | 823 | 813 | 802 | 789 | 776 | 761 | 746 | 730 | 713 | 696 | 678 | 660 | 642 | 623 | 605 | 586 | 568 | 550 | 532 | 515 | 498 | 482 | 467 | 453 | 441 | 431 | 423 | 418 | 414
| 49 | 855 | 854 | 852 | 849 | 844 | 837 | 830 | 821 | 811 | 799 | 787 | 773 | 758 | 743 | 727 | 710 | 693 | 675 | 657 | 638 | 620 | 601 | 582 | 564 | 545 | 527 | 510 | 493 | 477 | 462 | 448 | 436 | 425 | 417 | 412 | 408
| 50 | 853 | 852 | 850 | 846 | 841 | 835 | 827 | 818 | 808 | 797 | 784 | 770 | 756 | 740 | 724 | 707 | 689 | 671 | 653 | 634 | 616 | 597 | 578 | 559 | 541 | 523 | 505 | 488 | 472 | 457 | 443 | 430 | 420 | 412 | 406 | 402
| 51 | 850 | 849 | 847 | 844 | 839 | 833 | 825 | 816 | 805 | 794 | 781 | 767 | 752 | 737 | 721 | 704 | 686 | 668 | 649 | 631 | 612 | 593 | 574 | 555 | 536 | 518 | 501 | 484 | 467 | 452 | 438 | 425 | 414 | 406 | 400 | 397
| 52 | 848 | 847 | 845 | 841 | 836 | 830 | 822 | 813 | 803 | 791 | 778 | 764 | 749 | 734 | 717 | 700 | 682 | 664 | 645 | 627 | 608 | 588 | 569 | 550 | 532 | 514 | 496 | 479 | 463 | 447 | 433 | 420 | 409 | 401 | 394 | 391
| 53 | 845 | 844 | 842 | 839 | 834 | 827 | 819 | 810 | 800 | 788 | 775 | 761 | 746 | 730 | 714 | 696 | 679 | 660 | 642 | 623 | 603 | 584 | 565 | 546 | 527 | 509 | 491 | 474 | 458 | 442 | 428 | 414 | 404 | 395 | 389 | 385
| 54 | 842 | 841 | 839 | 836 | 831 | 824 | 816 | 807 | 796 | 785 | 772 | 758 | 743 | 727 | 710 | 693 | 675 | 656 | 637 | 618 | 599 | 580 | 561 | 541 | 523 | 504 | 486 | 469 | 453 | 437 | 423 | 409 | 398 | 390 | 383 | 380
| 55 | 839 | 838 | 836 | 832 | 827 | 821 | 813 | 804 | 793 | 781 | 768 | 754 | 739 | 723 | 706 | 689 | 671 | 652 | 633 | 614 | 595 | 575 | 556 | 537 | 518 | 499 | 482 | 464 | 448 | 432 | 417 | 404 | 393 | 384 | 378 | 374
| 56 | 836 | 835 | 833 | 829 | 824 | 818 | 810 | 800 | 790 | 778 | 764 | 750 | 735 | 719 | 702 | 685 | 667 | 648 | 629 | 610 | 590 | 571 | 551 | 532 | 513 | 495 | 477 | 460 | 443 | 427 | 413 | 399 | 388 | 379 | 373 | 369
| 57 | 832 | 831 | 829 | 825 | 820 | 814 | 806 | 797 | 786 | 774 | 761 | 746 | 731 | 715 | 698 | 681 | 662 | 644 | 625 | 605 | 586 | 566 | 547 | 527 | 508 | 490 | 472 | 455 | 438 | 422 | 408 | 394 | 383 | 374 | 367 | 364
| 58 | 828 | 828 | 825 | 822 | 817 | 810 | 802 | 793 | 782 | 770 | 757 | 742 | 727 | 711 | 694 | 676 | 658 | 639 | 620 | 601 | 581 | 562 | 542 | 523 | 504 | 485 | 467 | 450 | 433 | 417 | 403 | 389 | 378 | 369 | 362 | 358
| 59 | 824 | 824 | 821 | 818 | 813 | 806 | 798 | 789 | 778 | 766 | 753 | 738 | 723 | 707 | 690 | 672 | 654 | 635 | 616 | 596 | 577 | 557 | 537 | 518 | 499 | 480 | 462 | 445 | 428 | 412 | 398 | 384 | 373 | 363 | 357 | 353
| 60 | 820 | 820 | 817 | 814 | 809 | 802 | 794 | 785 | 774 | 762 | 748 | 734 | 719 | 702 | 685 | 668 | 649 | 630 | 611 | 592 | 572 | 552 | 532 | 513 | 494 | 475 | 457 | 440 | 423 | 407 | 393 | 379 | 368 | 358 | 352 | 348
| 61 | 816 | 815 | 813 | 810 | 804 | 798 | 790 | 781 | 770 | 757 | 744 | 730 | 714 | 698 | 681 | 663 | 645 | 626 | 606 | 587 | 567 | 547 | 528 | 508 | 489 | 470 | 452 | 435 | 418 | 403 | 388 | 374 | 363 | 353 | 347 | 342
| 62 | 811 | 811 | 809 | 805 | 800 | 793 | 785 | 776 | 765 | 753 | 740 | 725 | 710 | 693 | 676 | 658 | 640 | 621 | 602 | 582 | 562 | 542 | 523 | 503 | 484 | 465 | 447 | 430 | 413 | 398 | 383 | 370 | 358 | 349 | 342 | 337
| 63 | 807 | 806 | 804 | 800 | 795 | 789 | 781 | 771 | 760 | 749 | 735 | 720 | 705 | 688 | 671 | 653 | 635 | 616 | 597 | 577 | 557 | 537 | 518 | 498 | 479 | 460 | 442 | 425 | 409 | 393 | 378 | 365 | 353 | 344 | 337 | 333
| 64 | 802 | 801 | 799 | 796 | 790 | 784 | 776 | 766 | 756 | 743 | 730 | 715 | 700 | 684 | 666 | 649 | 630 | 611 | 592 | 572 | 552 | 532 | 513 | 493 | 474 | 455 | 437 | 420 | 403 | 388 | 373 | 360 | 348 | 339 | 332 | 328
| 65 | 797 | 796 | 794 | 791 | 785 | 779 | 771 | 762 | 751 | 738 | 725 | 710 | 695 | 679 | 661 | 643 | 625 | 606 | 586 | 567 | 547 | 527 | 508 | 488 | 469 | 450 | 432 | 415 | 399 | 383 | 368 | 355 | 344 | 334 | 327 | 323
| 66 | 792 | 791 | 789 | 785 | 780 | 774 | 766 | 756 | 746 | 733 | 720 | 705 | 690 | 673 | 656 | 638 | 620 | 601 | 581 | 562 | 542 | 522 | 502 | 483 | 464 | 445 | 427 | 410 | 393 | 378 | 363 | 350 | 339 | 330 | 323 | 318
| 67 | 786 | 786 | 784 | 780 | 775 | 769 | 761 | 751 | 740 | 728 | 715 | 700 | 685 | 668 | 651 | 633 | 615 | 596 | 576 | 557 | 537 | 517 | 497 | 478 | 459 | 440 | 422 | 405 | 389 | 373 | 359 | 346 | 334 | 325 | 318 | 314
| 68 | 781 | 780 | 778 | 775 | 770 | 763 | 755 | 746 | 735 | 723 | 709 | 695 | 679 | 663 | 645 | 628 | 609 | 590 | 571 | 551 | 532 | 512 | 492 | 473 | 454 | 435 | 417 | 400 | 384 | 368 | 354 | 341 | 330 | 320 | 314 | 309
| 69 | 775 | 775 | 772 | 769 | 764 | 757 | 749 | 740 | 729 | 717 | 704 | 689 | 674 | 657 | 640 | 622 | 604 | 585 | 566 | 546 | 526 | 506 | 487 | 467 | 448 | 430 | 412 | 395 | 379 | 363 | 349 | 336 | 325 | 316 | 309 | 305
| 70 | 769 | 769 | 767 | 763 | 758 | 752 | 744 | 734 | 723 | 711 | 698 | 683 | 668 | 652 | 635 | 617 | 598 | 579 | 560 | 540 | 521 | 501 | 481 | 462 | 443 | 425 | 407 | 390 | 374 | 358 | 344 | 331 | 320 | 311 | 304 | 300
| 71 | 763 | 763 | 761 | 757 | 752 | 746 | 738 | 729 | 718 | 706 | 692 | 678 | 662 | 646 | 629 | 611 | 593 | 574 | 555 | 535 | 515 | 496 | 476 | 457 | 438 | 420 | 402 | 385 | 369 | 353 | 339 | 327 | 315 | 307 | 300 | 296
| 72 | 757 | 756 | 754 | 751 | 746 | 740 | 732 | 722 | 712 | 700 | 686 | 672 | 656 | 640 | 623 | 605 | 587 | 568 | 549 | 530 | 510 | 490 | 471 | 451 | 433 | 414 | 397 | 380 | 364 | 348 | 335 | 322 | 311 | 302 | 295 | 291
| 73 | 751 | 750 | 748 | 744 | 739 | 733 | 725 | 716 | 705 | 693 | 680 | 666 | 650 | 634 | 617 | 599 | 581 | 562 | 543 | 524 | 504 | 485 | 465 | 446 | 427 | 409 | 392 | 375 | 359 | 344 | 330 | 317 | 306 | 298 | 291 | 287
| 74 | 744 | 743 | 741 | 738 | 733 | 727 | 719 | 710 | 699 | 687 | 674 | 659 | 645 | 628 | 611 | 594 | 575 | 557 | 537 | 518 | 499 | 479 | 460 | 441 | 422 | 404 | 386 | 370 | 354 | 339 | 325 | 313 | 302 | 293 | 287 | 283
| 75 | 737 | 737 | 734 | 731 | 726 | 720 | 712 | 703 | 693 | 681 | 667 | 653 | 638 | 622 | 606 | 588 | 569 | 551 | 532 | 512 | 493 | 474 | 454 | 435 | 417 | 398 | 381 | 365 | 349 | 334 | 320 | 308 | 297 | 288 | 282 | 278
| 76 | 730 | 730 | 728 | 724 | 719 | 713 | 706 | 697 | 686 | 674 | 661 | 647 | 632 | 616 | 598 | 582 | 563 | 545 | 526 | 507 | 487 | 468 | 449 | 430 | 411 | 393 | 376 | 359 | 344 | 329 | 316 | 303 | 293 | 284 | 277 | 274
| 77 | 723 | 723 | 721 | 717 | 712 | 707 | 699 | 690 | 679 | 668 | 655 | 641 | 625 | 609 | 592 | 575 | 557 | 539 | 520 | 501 | 481 | 462 | 443 | 424 | 406 | 388 | 371 | 354 | 339 | 324 | 311 | 299 | 288 | 280 | 273 | 269
| 78 | 716 | 715 | 713 | 710 | 705 | 699 | 692 | 683 | 672 | 661 | 648 | 634 | 619 | 603 | 586 | 569 | 551 | 533 | 514 | 495 | 476 | 457 | 438 | 419 | 401 | 383 | 366 | 349 | 334 | 320 | 306 | 294 | 284 | 275 | 269 | 265
| 79 | 709 | 708 | 706 | 703 | 698 | 692 | 685 | 676 | 665 | 654 | 641 | 627 | 612 | 597 | 580 | 563 | 545 | 526 | 508 | 489 | 470 | 451 | 432 | 413 | 395 | 378 | 360 | 344 | 329 | 315 | 301 | 290 | 279 | 271 | 265 | 261
| 80 | 701 | 700 | 699 | 695 | 691 | 685 | 677 | 669 | 659 | 647 | 634 | 620 | 605 | 590 | 574 | 557 | 539 | 520 | 502 | 483 | 464 | 445 | 426 | 408 | 390 | 372 | 355 | 340 | 324 | 310 | 297 | 285 | 275 | 267 | 261 | 257
| 81 | 693 | 693 | 691 | 688 | 683 | 677 | 670 | 661 | 651 | 640 | 627 | 613 | 598 | 583 | 567 | 550 | 532 | 514 | 496 | 477 | 458 | 439 | 420 | 402 | 384 | 367 | 350 | 334 | 319 | 305 | 292 | 281 | 271 | 262 | 256 | 253
| 82 | 685 | 685 | 683 | 680 | 675 | 670 | 662 | 654 | 644 | 632 | 620 | 606 | 592 | 576 | 560 | 543 | 525 | 508 | 490 | 471 | 452 | 433 | 415 | 397 | 379 | 362 | 345 | 329 | 314 | 300 | 288 | 276 | 266 | 258 | 252 | 249
| 83 | 678 | 677 | 675 | 672 | 668 | 662 | 655 | 646 | 636 | 625 | 612 | 599 | 585 | 569 | 553 | 536 | 519 | 501 | 483 | 465 | 446 | 428 | 409 | 391 | 373 | 356 | 340 | 324 | 310 | 296 | 283 | 272 | 262 | 254 | 248 | 244
| 84 | 669 | 669 | 667 | 664 | 660 | 654 | 647 | 638 | 629 | 617 | 605 | 592 | 577 | 562 | 546 | 530 | 512 | 495 | 477 | 459 | 440 | 422 | 403 | 386 | 368 | 351 | 335 | 319 | 305 | 291 | 278 | 267 | 258 | 250 | 244 | 240
| 85 | 661 | 660 | 659 | 656 | 651 | 646 | 639 | 631 | 621 | 610 | 598 | 585 | 570 | 555 | 539 | 523 | 506 | 489 | 470 | 452 | 434 | 416 | 397 | 380 | 362 | 346 | 330 | 314 | 300 | 286 | 274 | 263 | 253 | 245 | 240 | 236
| 86 | 653 | 652 | 650 | 647 | 643 | 638 | 631 | 623 | 613 | 602 | 590 | 577 | 563 | 548 | 532 | 516 | 500 | 482 | 464 | 446 | 428 | 410 | 392 | 374 | 357 | 340 | 324 | 309 | 295 | 282 | 270 | 258 | 249 | 241 | 236 | 232
| 87 | 644 | 643 | 641 | 639 | 635 | 629 | 623 | 615 | 605 | 594 | 583 | 569 | 556 | 541 | 525 | 509 | 492 | 475 | 458 | 440 | 422 | 404 | 386 | 369 | 352 | 335 | 319 | 304 | 290 | 277 | 265 | 254 | 245 | 237 | 232 | 228
| 88 | 635 | 635 | 633 | 630 | 626 | 621 | 614 | 606 | 597 | 586 | 575 | 562 | 548 | 534 | 518 | 502 | 486 | 468 | 451 | 434 | 416 | 398 | 380 | 363 | 346 | 330 | 314 | 299 | 285 | 272 | 260 | 250 | 240 | 233 | 228 | 224
| 89 | 626 | 626 | 624 | 621 | 617 | 612 | 606 | 598 | 589 | 579 | 567 | 554 | 541 | 526 | 511 | 495 | 479 | 462 | 444 | 427 | 410 | 392 | 375 | 357 | 341 | 325 | 309 | 295 | 281 | 268 | 256 | 246 | 236 | 229 | 224 | 221
| 90 | 617 | 617 | 615 | 612 | 609 | 604 | 597 | 590 | 581 | 571 | 559 | 546 | 533 | 519 | 504 | 488 | 472 | 455 | 438 | 421 | 403 | 386 | 369 | 352 | 335 | 319 | 304 | 289 | 276 | 263 | 251 | 241 | 232 | 225 | 220 | 217

## Zone-7W (hidden)
Inclination (variation from horizontal) | Orientation (variation from south)
| Slope | 0 | 5 | 10 | 15 | 20 | 25 | 30 | 35 | 40 | 45 | 50 | 55 | 60 | 65 | 70 | 75 | 80 | 85 | 90 | 95 | 100 | 105 | 110 | 115 | 120 | 125 | 130 | 135 | 140 | 145 | 150 | 155 | 160 | 165 | 170 | 175
| 0 | 779.47 | 779.47 | 779.47 | 779.47 | 779.47 | 779.47 | 779.47 | 779.47 | 779.47 | 779.47 | 779.47 | 779.47 | 779.47 | 779.47 | 779.47 | 779.47 | 779.47 | 779.47 | 779.47 | 779.47 | 779.47 | 779.47 | 779.47 | 779.47 | 779.47 | 779.47 | 779.47 | 779.47 | 779.47 | 779.47 | 779.47 | 779.47 | 779.47 | 779.47 | 779.47 | 779.47
| 1 | 786.12 | 786.09 | 786.01 | 785.87 | 785.68 | 785.43 | 785.14 | 784.8 | 784.41 | 783.98 | 783.51 | 783.01 | 782.47 | 781.91 | 781.32 | 780.71 | 780.09 | 779.46 | 778.82 | 778.18 | 777.55 | 776.92 | 776.32 | 775.72 | 775.16 | 774.62 | 774.11 | 773.64 | 773.21 | 772.82 | 772.47 | 772.17 | 771.93 | 771.73 | 771.6 | 771.51
| 2 | 793.22 | 793.17 | 793 | 792.74 | 792.36 | 791.87 | 791.29 | 790.61 | 789.84 | 788.98 | 788.05 | 787.04 | 785.97 | 784.84 | 783.67 | 782.46 | 781.22 | 779.96 | 778.68 | 777.41 | 776.14 | 774.89 | 773.66 | 772.48 | 771.34 | 770.26 | 769.24 | 768.29 | 767.43 | 766.64 | 765.95 | 765.35 | 764.86 | 764.47 | 764.2 | 764.03
| 3 | 800.19 | 800.11 | 799.86 | 799.45 | 798.88 | 798.16 | 797.29 | 796.27 | 795.13 | 793.85 | 792.46 | 790.96 | 789.36 | 787.68 | 785.92 | 784.1 | 782.24 | 780.35 | 778.45 | 776.55 | 774.66 | 772.79 | 770.96 | 769.19 | 767.46 | 765.83 | 764.3 | 762.87 | 761.57 | 760.39 | 759.35 | 758.44 | 757.7 | 757.11 | 756.69 | 756.43
| 4 | 807 | 806.89 | 806.56 | 806.03 | 805.28 | 804.33 | 803.21 | 801.87 | 800.35 | 798.65 | 796.8 | 794.82 | 792.69 | 790.45 | 788.13 | 785.71 | 783.26 | 780.74 | 778.2 | 775.64 | 773.09 | 770.6 | 768.14 | 765.79 | 763.51 | 761.33 | 759.28 | 757.37 | 755.62 | 754.03 | 752.64 | 751.44 | 750.44 | 749.65 | 749.09 | 748.75
| 5 | 813.65 | 813.53 | 813.12 | 812.49 | 811.56 | 810.38 | 808.94 | 807.27 | 805.37 | 803.27 | 801 | 798.56 | 795.91 | 793.15 | 790.22 | 787.24 | 784.15 | 781.01 | 777.84 | 774.66 | 771.54 | 768.44 | 765.32 | 762.34 | 759.49 | 756.77 | 754.2 | 751.8 | 749.59 | 747.62 | 745.87 | 744.36 | 743.12 | 742.12 | 741.4 | 740.98
| 6 | 820.17 | 820.01 | 819.56 | 818.77 | 817.65 | 816.27 | 814.55 | 812.6 | 810.41 | 807.89 | 805.18 | 802.24 | 799.08 | 795.78 | 792.34 | 788.74 | 785.08 | 781.32 | 777.54 | 773.66 | 769.9 | 766.13 | 762.5 | 758.91 | 755.46 | 752.17 | 749.08 | 746.22 | 743.59 | 741.15 | 739.02 | 737.2 | 735.71 | 734.55 | 733.67 | 733.15
| 7 | 826.53 | 826.35 | 825.8 | 824.9 | 823.61 | 822 | 820.1 | 817.82 | 815.19 | 812.31 | 809.14 | 805.73 | 802.08 | 798.23 | 794.25 | 790.04 | 785.83 | 781.49 | 777.07 | 772.63 | 768.22 | 763.83 | 759.51 | 755.33 | 751.31 | 747.51 | 743.89 | 740.48 | 737.41 | 734.64 | 732.18 | 730.05 | 728.23 | 726.88 | 725.88 | 725.28
| 8 | 832.74 | 832.52 | 831.91 | 830.88 | 829.46 | 827.64 | 825.44 | 822.81 | 819.89 | 816.58 | 813.05 | 809.15 | 805.03 | 800.69 | 796.09 | 791.42 | 786.53 | 781.58 | 776.5 | 771.48 | 766.42 | 761.47 | 756.54 | 751.76 | 747.16 | 742.78 | 738.65 | 734.85 | 731.24 | 728.03 | 725.21 | 722.8 | 720.8 | 719.19 | 718.06 | 717.38
| 9 | 838.74 | 838.56 | 837.85 | 836.72 | 835.13 | 833.09 | 830.6 | 827.7 | 824.4 | 820.79 | 816.73 | 812.42 | 807.83 | 802.91 | 797.84 | 792.51 | 787.1 | 781.52 | 775.99 | 770.27 | 764.62 | 758.99 | 753.53 | 748.14 | 742.95 | 737.97 | 733.32 | 729 | 725.05 | 721.47 | 718.28 | 715.54 | 713.23 | 711.5 | 710.19 | 709.44
| 10 | 844.66 | 844.4 | 843.65 | 842.37 | 840.63 | 838.36 | 835.61 | 832.47 | 828.86 | 824.78 | 820.36 | 815.64 | 810.58 | 805.17 | 799.61 | 793.76 | 787.7 | 781.6 | 775.26 | 768.95 | 762.77 | 756.53 | 750.45 | 744.48 | 738.72 | 733.27 | 728.11 | 723.25 | 718.83 | 714.8 | 711.26 | 708.25 | 705.73 | 703.73 | 702.38 | 701.49
| 11 | 850.41 | 850.12 | 849.24 | 847.88 | 845.94 | 843.47 | 840.51 | 837.1 | 833.1 | 828.68 | 823.9 | 818.71 | 813.15 | 807.27 | 801.14 | 794.68 | 788.13 | 781.4 | 774.55 | 767.8 | 760.85 | 754.05 | 747.36 | 740.83 | 734.53 | 728.36 | 722.7 | 717.45 | 712.57 | 708.15 | 704.29 | 700.95 | 698.23 | 696.1 | 694.54 | 693.62
| 12 | 855.9 | 855.61 | 854.66 | 853.2 | 851.11 | 848.43 | 845.29 | 841.53 | 837.19 | 832.53 | 827.3 | 821.65 | 815.62 | 809.35 | 802.69 | 795.76 | 788.63 | 781.33 | 773.87 | 766.33 | 758.97 | 751.57 | 744.23 | 737.12 | 730.27 | 723.68 | 717.42 | 711.68 | 706.3 | 701.52 | 697.31 | 693.73 | 690.75 | 688.46 | 686.76 | 685.76
| 13 | 861.3 | 860.93 | 860 | 858.36 | 856.11 | 853.27 | 849.85 | 845.81 | 841.22 | 836.16 | 830.55 | 824.43 | 818.07 | 811.3 | 804.08 | 796.63 | 788.89 | 781.11 | 773.12 | 765.12 | 756.99 | 749.01 | 741.17 | 733.41 | 726.02 | 718.87 | 712.16 | 705.86 | 700.13 | 694.87 | 690.36 | 686.49 | 683.34 | 680.87 | 679.17 | 678.07
| 14 | 866.49 | 866.08 | 865.05 | 863.34 | 860.95 | 857.91 | 854.25 | 850 | 845.07 | 839.63 | 833.62 | 827.3 | 820.38 | 813.02 | 805.46 | 797.58 | 789.34 | 780.86 | 772.27 | 763.66 | 755.03 | 746.54 | 737.94 | 729.69 | 721.69 | 714.09 | 706.79 | 700.05 | 693.89 | 688.32 | 683.46 | 679.4 | 676.01 | 673.46 | 671.66 | 670.73
| 15 | 871.45 | 871.02 | 869.99 | 868.14 | 865.59 | 862.43 | 858.5 | 853.98 | 848.8 | 842.95 | 836.71 | 829.9 | 822.5 | 814.81 | 806.71 | 798.2 | 789.53 | 780.52 | 771.52 | 762.33 | 752.98 | 743.83 | 734.94 | 726.02 | 717.51 | 709.22 | 701.56 | 694.26 | 687.68 | 681.79 | 676.68 | 672.33 | 668.84 | 666.23 | 664.2 | 663.06
| 16 | 876.23 | 875.88 | 874.69 | 872.79 | 870.13 | 866.73 | 862.6 | 857.84 | 852.34 | 846.22 | 839.56 | 832.31 | 824.64 | 816.51 | 807.83 | 798.91 | 789.66 | 780.24 | 770.55 | 760.84 | 751.08 | 741.48 | 731.64 | 722.29 | 713.17 | 704.53 | 696.18 | 688.58 | 681.58 | 675.31 | 669.85 | 665.36 | 661.77 | 658.75 | 656.84 | 655.59
| 17 | 880.87 | 880.54 | 879.26 | 877.29 | 874.41 | 870.85 | 866.58 | 861.5 | 855.74 | 849.4 | 842.27 | 834.73 | 826.6 | 817.93 | 808.86 | 799.59 | 789.79 | 779.88 | 769.63 | 759.47 | 748.98 | 738.68 | 728.57 | 718.63 | 709.05 | 699.63 | 690.89 | 682.82 | 675.33 | 668.77 | 663.15 | 658.44 | 654.52 | 651.64 | 649.47 | 648.2
| 18 | 885.28 | 884.94 | 883.59 | 881.54 | 878.54 | 874.91 | 870.27 | 864.97 | 859.03 | 852.22 | 844.92 | 836.97 | 828.43 | 819.39 | 809.94 | 800.04 | 789.85 | 779.27 | 768.6 | 757.78 | 747.08 | 736.18 | 725.34 | 714.85 | 704.64 | 694.8 | 685.74 | 677.06 | 669.2 | 662.34 | 656.55 | 651.6 | 647.62 | 644.26 | 641.98 | 640.59
| 19 | 889.56 | 889.14 | 887.79 | 885.59 | 882.47 | 878.65 | 873.86 | 868.44 | 862.05 | 855.01 | 847.41 | 839 | 830.19 | 820.69 | 810.79 | 800.41 | 789.82 | 778.85 | 767.75 | 756.46 | 744.82 | 733.49 | 722.34 | 711.27 | 700.57 | 690.22 | 680.44 | 671.43 | 663.15 | 656.08 | 649.83 | 644.6 | 640.32 | 636.94 | 634.81 | 633.28
| 20 | 893.7 | 893.2 | 891.82 | 889.5 | 886.34 | 882.26 | 877.4 | 871.55 | 864.97 | 857.77 | 849.67 | 841.06 | 831.81 | 821.92 | 811.42 | 800.87 | 789.61 | 778.19 | 766.5 | 754.6 | 742.76 | 730.96 | 719.08 | 707.44 | 696.23 | 685.43 | 675.25 | 665.71 | 657.23 | 649.75 | 643.23 | 637.82 | 633.22 | 629.85 | 627.15 | 625.52
| 21 | 897.54 | 897.03 | 895.63 | 893.17 | 889.94 | 885.64 | 880.63 | 874.56 | 867.84 | 860.13 | 851.83 | 842.93 | 833.18 | 823.06 | 812.26 | 801.07 | 789.43 | 777.65 | 765.42 | 753.25 | 740.6 | 728.29 | 716.05 | 703.84 | 692.24 | 680.75 | 670.11 | 660.08 | 651.1 | 643.31 | 636.5 | 630.85 | 626.26 | 622.34 | 619.54 | 617.79
| 22 | 901.2 | 900.7 | 899.27 | 896.78 | 893.37 | 889 | 883.69 | 877.43 | 870.41 | 862.47 | 853.98 | 844.5 | 834.48 | 823.92 | 812.87 | 801.05 | 789.27 | 776.79 | 764.26 | 751.37 | 738.49 | 725.76 | 712.74 | 700.18 | 687.85 | 676.19 | 664.93 | 654.59 | 645.19 | 636.87 | 629.99 | 623.89 | 618.89 | 614.9 | 611.88 | 610.11
| 23 | 904.7 | 904.21 | 902.66 | 900.11 | 896.54 | 892.03 | 886.51 | 880.16 | 872.82 | 864.79 | 855.71 | 846.02 | 835.85 | 824.78 | 813.26 | 801.28 | 788.73 | 776 | 763.07 | 749.78 | 736.31 | 722.79 | 709.76 | 696.49 | 683.89 | 671.47 | 659.74 | 648.94 | 639.21 | 630.62 | 623.36 | 617.1 | 611.63 | 607.43 | 604.34 | 602.56
| 24 | 908.01 | 907.47 | 905.9 | 903.22 | 899.59 | 894.96 | 889.23 | 882.73 | 875.07 | 866.76 | 857.4 | 847.62 | 836.74 | 825.45 | 813.59 | 801.27 | 788.23 | 775.27 | 761.65 | 747.88 | 734.13 | 720.33 | 706.41 | 692.87 | 679.59 | 666.86 | 654.6 | 643.43 | 633.23 | 624.43 | 616.65 | 610.12 | 604.54 | 599.98 | 596.99 | 595.3
| 25 | 911.08 | 910.54 | 908.9 | 906.19 | 902.46 | 897.62 | 891.81 | 884.98 | 877.25 | 868.56 | 859.14 | 848.72 | 837.69 | 826.21 | 813.83 | 800.86 | 787.87 | 774.11 | 760.19 | 746.1 | 731.76 | 717.46 | 703.32 | 689.2 | 675.6 | 662.23 | 649.76 | 637.98 | 627.3 | 618.11 | 610.08 | 603.09 | 597.19 | 592.69 | 589.83 | 587.99
| 26 | 914.01 | 913.42 | 911.76 | 909.01 | 905.1 | 900.16 | 894.15 | 887.14 | 879.23 | 870.22 | 860.53 | 849.78 | 838.69 | 826.47 | 813.88 | 800.76 | 787.13 | 772.88 | 758.84 | 744.15 | 729.47 | 714.87 | 700.02 | 685.58 | 671.29 | 657.71 | 644.57 | 632.58 | 621.5 | 611.75 | 603.41 | 596.14 | 590.08 | 585.56 | 582.43 | 580.39
| 27 | 916.68 | 916.07 | 914.37 | 911.54 | 907.56 | 902.5 | 896.32 | 889.16 | 880.93 | 871.77 | 861.73 | 850.93 | 839.16 | 826.81 | 814.04 | 800.4 | 786.21 | 772.13 | 757.21 | 742.26 | 727.18 | 711.99 | 696.93 | 681.98 | 667.49 | 653.1 | 639.68 | 627.02 | 615.72 | 605.56 | 596.95 | 589.25 | 582.98 | 578.49 | 574.93 | 572.78
| 28 | 919.2 | 918.6 | 916.82 | 913.92 | 909.84 | 904.62 | 898.31 | 890.95 | 882.5 | 873.12 | 862.78 | 851.74 | 839.58 | 827.21 | 813.69 | 799.89 | 785.49 | 770.73 | 755.52 | 740.34 | 724.87 | 709.23 | 693.53 | 678.36 | 663.19 | 648.63 | 634.72 | 621.6 | 609.73 | 599.47 | 590.41 | 582.4 | 575.92 | 571.18 | 567.54 | 565.52
| 29 | 921.47 | 920.86 | 919.05 | 916.05 | 911.91 | 906.57 | 900.12 | 892.54 | 883.96 | 874.28 | 863.75 | 852.33 | 840.15 | 827.07 | 813.43 | 799.43 | 784.58 | 769.26 | 753.98 | 738.07 | 722.23 | 706.25 | 690.39 | 674.55 | 659.32 | 643.94 | 629.7 | 616.23 | 604.07 | 593.18 | 583.72 | 575.56 | 568.92 | 563.89 | 560.22 | 558.56
| 30 | 923.53 | 922.91 | 921.1 | 918.07 | 913.8 | 908.33 | 901.72 | 894 | 885.17 | 875.31 | 864.51 | 852.78 | 840.39 | 826.92 | 813.24 | 798.54 | 783.53 | 768.03 | 752.15 | 735.99 | 719.77 | 703.48 | 686.98 | 670.97 | 654.97 | 639.52 | 624.74 | 610.89 | 598.22 | 587.01 | 577.18 | 568.76 | 562 | 556.64 | 553.28 | 550.84
| 31 | 925.43 | 924.81 | 922.9 | 919.8 | 915.44 | 909.88 | 903.13 | 895.25 | 886.15 | 876.2 | 865.07 | 853.16 | 840.38 | 826.89 | 812.51 | 797.64 | 782.35 | 766.58 | 750.24 | 733.88 | 717.21 | 700.36 | 683.88 | 667.34 | 651.04 | 635.31 | 619.94 | 605.63 | 592.49 | 580.8 | 570.63 | 562.12 | 555.06 | 549.57 | 545.85 | 543.19
| 32 | 927.09 | 926.45 | 924.5 | 921.38 | 916.93 | 911.26 | 904.38 | 896.25 | 887.12 | 876.83 | 865.53 | 853.33 | 840.24 | 826.53 | 811.8 | 796.87 | 781.08 | 764.88 | 748.38 | 731.52 | 714.68 | 697.51 | 680.32 | 663.53 | 646.84 | 630.59 | 615.2 | 600.41 | 586.82 | 574.75 | 564.24 | 555.31 | 548.07 | 542.35 | 538.46 | 535.59
| 33 | 928.59 | 927.91 | 925.96 | 922.71 | 918.25 | 912.4 | 905.35 | 897.17 | 887.81 | 877.31 | 865.85 | 853.4 | 840.04 | 825.94 | 811.19 | 795.63 | 779.63 | 763.16 | 746.37 | 729.28 | 711.84 | 694.28 | 676.9 | 659.93 | 642.73 | 626.3 | 610.29 | 595.16 | 581.15 | 568.7 | 557.88 | 548.6 | 541.13 | 535.38 | 531.09 | 528.05
| 34 | 929.83 | 929.17 | 927.15 | 923.85 | 919.29 | 913.38 | 906.25 | 897.87 | 888.35 | 877.63 | 865.91 | 853.3 | 839.72 | 825.33 | 810.25 | 794.39 | 778.25 | 761.37 | 744.26 | 726.76 | 709.14 | 691.43 | 673.61 | 655.93 | 638.67 | 621.7 | 605.54 | 589.86 | 575.5 | 562.64 | 551.46 | 541.93 | 534.31 | 528.32 | 523.76 | 520.78
| 35 | 930.86 | 930.19 | 928.16 | 924.83 | 920.12 | 914.19 | 906.85 | 898.3 | 888.7 | 877.76 | 865.88 | 852.94 | 839.16 | 824.45 | 809.1 | 793.21 | 776.47 | 759.39 | 742.06 | 724.09 | 706.29 | 688.19 | 670.07 | 652.31 | 634.61 | 617.4 | 600.73 | 584.94 | 569.96 | 556.72 | 545.15 | 535.29 | 527.37 | 521.21 | 516.65 | 513.61
| 36 | 931.69 | 931.01 | 928.97 | 925.58 | 920.81 | 914.72 | 907.34 | 898.67 | 888.77 | 877.75 | 865.67 | 852.43 | 838.48 | 823.58 | 808 | 791.66 | 774.73 | 757.52 | 739.6 | 721.68 | 703.29 | 684.93 | 666.56 | 648.33 | 630.45 | 612.75 | 595.92 | 579.8 | 564.44 | 550.79 | 538.9 | 528.82 | 520.47 | 514.13 | 509.66 | 506.69
| 37 | 932.3 | 931.62 | 929.55 | 926.14 | 921.24 | 915.05 | 907.61 | 898.78 | 888.78 | 877.54 | 865.16 | 851.86 | 837.63 | 822.51 | 806.56 | 789.98 | 773.06 | 755.25 | 737.29 | 718.98 | 700.16 | 681.66 | 662.95 | 644.46 | 626.23 | 608.53 | 591.25 | 574.74 | 559.12 | 544.91 | 532.61 | 522.28 | 513.76 | 507.16 | 502.56 | 499.7
| 38 | 932.73 | 932.01 | 929.91 | 926.44 | 921.52 | 915.23 | 907.62 | 898.76 | 888.49 | 877.07 | 864.59 | 851.09 | 836.5 | 821.24 | 805.17 | 788.34 | 770.97 | 753.01 | 734.77 | 716.06 | 697.32 | 678.24 | 659.44 | 640.45 | 622.1 | 603.95 | 586.34 | 569.7 | 553.76 | 539.06 | 526.42 | 515.82 | 507.05 | 500.13 | 495.57 | 492.79
| 39 | 932.94 | 932.21 | 930.07 | 926.55 | 921.59 | 915.23 | 907.49 | 898.44 | 888.08 | 876.55 | 863.84 | 850.14 | 835.42 | 819.85 | 803.5 | 786.49 | 768.7 | 750.76 | 732.08 | 713.2 | 694.14 | 674.97 | 655.78 | 636.66 | 618 | 599.6 | 581.64 | 564.56 | 548.28 | 533.45 | 520.23 | 509.35 | 500.37 | 493.23 | 488.62 | 486
| 40 | 932.92 | 932.19 | 930.03 | 926.44 | 921.43 | 915.01 | 907.12 | 897.93 | 887.52 | 875.77 | 862.82 | 849.02 | 834.08 | 818.38 | 801.76 | 784.48 | 766.63 | 748.19 | 729.32 | 710.34 | 690.78 | 671.42 | 651.93 | 632.65 | 613.62 | 595.03 | 577.1 | 559.58 | 543.18 | 527.77 | 514.18 | 503.01 | 493.83 | 486.3 | 481.6 | 479.06
| 41 | 932.71 | 931.96 | 929.76 | 926.12 | 921.04 | 914.54 | 906.65 | 897.29 | 886.67 | 874.87 | 861.77 | 847.64 | 832.59 | 816.59 | 799.8 | 782.4 | 764.34 | 745.53 | 726.61 | 707.16 | 687.61 | 667.82 | 648.23 | 628.64 | 609.47 | 590.55 | 572.21 | 554.62 | 537.84 | 522.01 | 508.26 | 496.77 | 487.18 | 479.7 | 474.6 | 471.98
| 42 | 932.27 | 931.53 | 929.29 | 925.62 | 920.46 | 913.89 | 905.89 | 896.47 | 885.7 | 873.69 | 860.48 | 846.23 | 830.95 | 814.73 | 797.82 | 780.07 | 761.74 | 743.04 | 723.6 | 704.01 | 684.25 | 664.37 | 644.29 | 624.57 | 605.05 | 585.97 | 567.58 | 549.79 | 532.68 | 516.54 | 502.34 | 490.53 | 480.69 | 473.08 | 467.59 | 464.89
| 43 | 931.6 | 930.86 | 928.62 | 924.89 | 919.69 | 913.02 | 904.94 | 895.44 | 884.53 | 872.33 | 859.04 | 844.58 | 829.13 | 812.77 | 795.61 | 777.72 | 759.21 | 740.14 | 720.57 | 700.77 | 680.72 | 660.55 | 640.51 | 620.48 | 600.7 | 581.53 | 562.7 | 544.75 | 527.48 | 511.06 | 496.56 | 484.32 | 474.29 | 466.55 | 460.63 | 457.78
| 44 | 930.73 | 929.98 | 927.72 | 923.98 | 918.73 | 911.98 | 903.78 | 894.18 | 883.21 | 870.85 | 857.35 | 842.81 | 827.16 | 810.6 | 793.29 | 775.16 | 756.41 | 737.16 | 717.52 | 697.42 | 677.16 | 656.78 | 636.47 | 616.22 | 596.32 | 576.83 | 558.04 | 539.79 | 522.22 | 505.73 | 490.82 | 478.08 | 467.98 | 459.92 | 453.71 | 450.71
| 45 | 929.65 | 928.88 | 926.61 | 922.83 | 917.53 | 910.74 | 902.46 | 892.72 | 881.65 | 869.24 | 855.54 | 840.79 | 825.04 | 808.34 | 790.79 | 772.51 | 753.58 | 734.14 | 714.21 | 694.08 | 673.53 | 652.99 | 632.4 | 612.07 | 591.93 | 572.3 | 553.16 | 534.87 | 517.13 | 500.39 | 485.11 | 472.06 | 461.68 | 453.42 | 447.52 | 443.7
| 46 | 928.32 | 927.58 | 925.28 | 921.47 | 916.12 | 909.27 | 900.93 | 891.11 | 879.88 | 867.35 | 853.57 | 838.65 | 822.74 | 805.87 | 788.15 | 769.7 | 750.65 | 730.99 | 710.85 | 690.45 | 669.77 | 649.06 | 628.37 | 607.74 | 587.45 | 567.57 | 548.37 | 529.82 | 512.02 | 495.09 | 479.6 | 466.09 | 455.45 | 446.99 | 441.1 | 436.83
| 47 | 926.82 | 926.05 | 923.74 | 919.9 | 914.51 | 907.6 | 899.19 | 889.28 | 877.97 | 865.3 | 851.41 | 836.37 | 820.25 | 803.27 | 785.39 | 766.74 | 747.5 | 727.7 | 707.42 | 686.78 | 666.02 | 645.02 | 624.15 | 603.45 | 582.98 | 563.01 | 543.61 | 524.9 | 506.89 | 489.83 | 473.98 | 460.41 | 449.27 | 440.73 | 434.59 | 430.81
| 48 | 925.08 | 924.31 | 921.98 | 918.12 | 912.69 | 905.73 | 897.24 | 887.27 | 875.84 | 863.08 | 849.05 | 833.88 | 817.65 | 800.46 | 782.45 | 763.71 | 744.23 | 724.28 | 703.85 | 683.1 | 662.06 | 640.96 | 619.89 | 599.03 | 578.38 | 558.34 | 538.74 | 519.87 | 501.78 | 484.58 | 468.54 | 454.69 | 443.22 | 434.53 | 428.16 | 424.4
| 49 | 923.09 | 922.31 | 919.99 | 916.12 | 910.67 | 903.65 | 895.11 | 885.05 | 873.53 | 860.65 | 846.49 | 831.22 | 814.86 | 797.56 | 779.39 | 760.47 | 740.9 | 720.75 | 700.16 | 679.25 | 658.07 | 636.86 | 615.62 | 594.56 | 573.83 | 553.54 | 533.89 | 514.92 | 496.66 | 479.36 | 463.19 | 449.06 | 437.23 | 428.34 | 421.88 | 418
| 50 | 920.95 | 920.16 | 917.8 | 913.89 | 908.43 | 901.38 | 892.76 | 882.63 | 871.04 | 858.06 | 843.81 | 828.39 | 811.93 | 794.49 | 776.17 | 757.11 | 737.42 | 717.11 | 696.39 | 675.3 | 654.05 | 632.6 | 611.26 | 590.09 | 569.18 | 548.81 | 529.02 | 509.89 | 491.57 | 474.15 | 457.88 | 443.43 | 431.44 | 422.24 | 415.72 | 411.7
| 51 | 918.59 | 917.79 | 915.42 | 911.47 | 905.99 | 898.89 | 890.22 | 880.03 | 868.35 | 855.3 | 840.94 | 825.42 | 808.82 | 791.27 | 772.86 | 753.64 | 733.79 | 713.37 | 692.51 | 671.29 | 649.82 | 628.31 | 606.8 | 585.5 | 564.54 | 543.99 | 524.08 | 504.92 | 486.51 | 468.95 | 452.56 | 437.96 | 425.79 | 416.25 | 409.57 | 405.55
| 52 | 916.01 | 915.22 | 912.83 | 908.86 | 903.3 | 896.21 | 887.49 | 877.23 | 865.47 | 852.32 | 837.89 | 822.25 | 805.55 | 787.88 | 769.33 | 750.04 | 730.03 | 709.5 | 688.49 | 667.17 | 645.55 | 623.92 | 602.3 | 580.88 | 559.8 | 539.16 | 519.15 | 499.88 | 481.39 | 463.76 | 447.32 | 432.55 | 420.21 | 410.4 | 403.57 | 399.44
| 53 | 913.23 | 912.43 | 910.04 | 906.05 | 900.46 | 893.34 | 884.57 | 874.23 | 862.4 | 849.19 | 834.66 | 818.95 | 802.13 | 784.35 | 765.69 | 746.28 | 726.19 | 705.53 | 684.42 | 662.91 | 641.24 | 619.46 | 597.75 | 576.22 | 555.01 | 534.31 | 514.23 | 494.87 | 476.26 | 458.61 | 442.07 | 427.17 | 414.68 | 404.73 | 397.67 | 393.44
| 54 | 910.24 | 909.44 | 907.03 | 903.03 | 897.42 | 890.25 | 881.45 | 871.06 | 859.17 | 845.86 | 831.27 | 815.46 | 798.57 | 780.67 | 761.94 | 742.4 | 722.22 | 701.43 | 680.18 | 658.61 | 636.82 | 614.93 | 593.13 | 571.45 | 550.17 | 529.41 | 509.22 | 489.81 | 471.17 | 453.42 | 436.82 | 421.87 | 409.19 | 399.19 | 391.91 | 387.59
| 55 | 907.04 | 906.23 | 903.82 | 899.8 | 894.18 | 886.94 | 878.13 | 867.69 | 855.74 | 842.36 | 827.66 | 811.79 | 794.79 | 776.86 | 758.06 | 738.43 | 718.07 | 697.21 | 675.84 | 654.21 | 632.34 | 610.38 | 588.4 | 566.69 | 545.32 | 524.48 | 504.26 | 484.73 | 466.04 | 448.26 | 431.65 | 416.6 | 403.85 | 393.78 | 386.3 | 381.94
| 56 | 903.63 | 902.82 | 900.41 | 896.35 | 890.66 | 883.48 | 874.58 | 864.12 | 852.12 | 838.69 | 823.92 | 807.95 | 790.92 | 772.87 | 753.95 | 734.24 | 713.84 | 692.87 | 671.47 | 649.69 | 627.71 | 605.65 | 583.62 | 561.84 | 540.48 | 519.49 | 499.22 | 479.72 | 460.91 | 443.15 | 426.46 | 411.41 | 398.37 | 388.15 | 380.83 | 376.26
| 57 | 900.01 | 899.12 | 896.67 | 892.6 | 886.92 | 879.58 | 870.71 | 860.22 | 848.3 | 834.85 | 820.05 | 803.98 | 786.84 | 768.77 | 749.74 | 729.97 | 709.5 | 688.41 | 666.95 | 645.07 | 623.01 | 600.82 | 578.77 | 556.92 | 535.41 | 514.43 | 494.15 | 474.53 | 455.81 | 438.02 | 421.26 | 406.2 | 393.08 | 382.81 | 375.32 | 370.92
| 58 | 896.11 | 895.26 | 892.79 | 888.73 | 883.04 | 875.7 | 866.83 | 856.31 | 844.23 | 830.78 | 815.93 | 799.84 | 782.66 | 764.45 | 745.44 | 725.55 | 705.02 | 683.88 | 662.3 | 640.41 | 618.31 | 596.03 | 573.94 | 552.05 | 530.41 | 509.43 | 489.07 | 469.5 | 450.68 | 432.86 | 416.14 | 401.01 | 387.88 | 377.37 | 370.04 | 365.34
| 59 | 891.89 | 891.13 | 888.72 | 884.69 | 878.96 | 871.64 | 862.76 | 852.22 | 840.11 | 826.53 | 811.63 | 795.55 | 778.31 | 760.07 | 740.94 | 720.99 | 700.29 | 679.28 | 657.59 | 635.62 | 613.42 | 591.18 | 568.99 | 547.02 | 525.45 | 504.36 | 483.91 | 464.3 | 445.58 | 427.68 | 411 | 395.89 | 382.83 | 372.14 | 364.49 | 360.04
| 60 | 887.65 | 886.84 | 884.48 | 880.41 | 874.72 | 867.4 | 858.51 | 847.95 | 835.81 | 822.2 | 807.2 | 791.04 | 773.82 | 755.51 | 736.3 | 716.37 | 695.68 | 674.44 | 652.79 | 630.67 | 608.53 | 586.2 | 564.04 | 541.89 | 520.34 | 499.22 | 478.77 | 459.29 | 440.37 | 422.61 | 405.99 | 390.87 | 377.67 | 366.92 | 359.05 | 354.57
| 61 | 883.11 | 882.31 | 880.04 | 875.97 | 870.28 | 862.95 | 854.07 | 843.5 | 831.35 | 817.72 | 802.69 | 786.4 | 769.06 | 750.84 | 731.61 | 711.47 | 690.9 | 669.59 | 647.76 | 625.74 | 603.49 | 581.18 | 558.88 | 536.89 | 515.11 | 494 | 473.69 | 453.96 | 435.43 | 417.51 | 400.9 | 385.76 | 372.7 | 361.9 | 354.06 | 349.21
| 62 | 878.46 | 877.66 | 875.35 | 871.33 | 865.58 | 858.26 | 849.35 | 838.8 | 826.71 | 813.07 | 798 | 781.67 | 764.28 | 745.95 | 726.68 | 706.61 | 685.94 | 664.69 | 642.81 | 620.75 | 598.43 | 575.97 | 553.6 | 531.69 | 510.13 | 488.95 | 468.55 | 448.95 | 430.1 | 412.32 | 395.76 | 380.67 | 367.5 | 356.96 | 348.85 | 344.07
| 63 | 873.61 | 872.81 | 870.41 | 866.32 | 860.61 | 853.29 | 844.39 | 833.84 | 821.67 | 808.18 | 793.09 | 776.77 | 759.37 | 740.95 | 721.73 | 701.63 | 680.83 | 659.46 | 637.79 | 615.47 | 593.21 | 570.89 | 548.49 | 526.45 | 504.76 | 483.87 | 463.39 | 443.68 | 425.03 | 407.35 | 390.62 | 375.57 | 362.77 | 351.97 | 343.98 | 339.05
| 64 | 868.47 | 867.76 | 865.17 | 861.22 | 855.58 | 848.21 | 839.3 | 828.72 | 816.56 | 802.77 | 787.58 | 771.57 | 754.31 | 735.85 | 716.43 | 696.46 | 675.64 | 654.29 | 632.48 | 610.35 | 588.01 | 565.55 | 543.34 | 521.3 | 499.51 | 478.56 | 458.02 | 438.56 | 419.78 | 402.05 | 385.68 | 370.8 | 357.63 | 346.97 | 338.97 | 334.21
| 65 | 863.22 | 862.39 | 859.85 | 855.93 | 850.3 | 843.01 | 834.06 | 823.56 | 811.34 | 797.58 | 782.44 | 766.16 | 749.02 | 730.65 | 711.3 | 691.08 | 670.42 | 648.93 | 627.07 | 605.01 | 582.66 | 560.33 | 538.05 | 516.07 | 494.25 | 473.18 | 452.81 | 433.36 | 414.78 | 397.14 | 380.65 | 365.84 | 352.87 | 342.21 | 334.3 | 329.48
| 66 | 857.77 | 856.86 | 854.41 | 850.45 | 844.89 | 837.57 | 828.7 | 818.16 | 805.97 | 792.24 | 777.16 | 760.88 | 743.46 | 725.16 | 705.82 | 685.76 | 664.98 | 643.61 | 621.76 | 599.59 | 577.29 | 554.85 | 532.49 | 510.42 | 488.98 | 468.01 | 447.67 | 428.16 | 409.5 | 391.79 | 375.48 | 360.67 | 347.78 | 337.26 | 329.42 | 324.6
| 67 | 851.97 | 851.13 | 848.78 | 844.76 | 839.22 | 832.01 | 823 | 812.49 | 800.49 | 786.79 | 771.72 | 755.46 | 738.06 | 719.52 | 700.35 | 680.24 | 659.46 | 638.13 | 616.48 | 594.15 | 571.76 | 549.43 | 527.1 | 505.04 | 483.56 | 462.62 | 442.32 | 422.8 | 404.46 | 386.93 | 370.57 | 355.88 | 343 | 332.44 | 324.71 | 319.99
| 68 | 845.95 | 845.29 | 842.95 | 838.96 | 833.34 | 826.05 | 817.18 | 806.6 | 794.46 | 780.91 | 766.14 | 749.91 | 732.54 | 713.97 | 694.57 | 674.68 | 653.88 | 632.53 | 610.67 | 588.68 | 566.24 | 543.83 | 521.76 | 499.86 | 478.29 | 457.26 | 437 | 417.68 | 399.25 | 381.83 | 365.5 | 350.79 | 338.15 | 327.87 | 320.01 | 315.3
| 69 | 839.91 | 839.18 | 836.85 | 832.74 | 827.27 | 819.95 | 811.19 | 800.75 | 788.66 | 774.92 | 760.05 | 743.96 | 726.89 | 708.27 | 688.89 | 668.77 | 648.09 | 626.83 | 605.04 | 583.05 | 560.81 | 538.39 | 516.31 | 494.27 | 473.06 | 451.83 | 431.85 | 412.48 | 394.05 | 376.66 | 360.61 | 346.12 | 333.56 | 323.03 | 315.22 | 310.69
| 70 | 833.52 | 832.93 | 830.54 | 826.44 | 820.96 | 813.85 | 805.07 | 794.63 | 782.55 | 768.9 | 753.95 | 737.79 | 720.2 | 702.35 | 683.09 | 662.98 | 642.1 | 621.1 | 599.24 | 577.22 | 555.15 | 532.86 | 510.57 | 488.92 | 467.28 | 446.59 | 426.4 | 407.13 | 388.82 | 371.7 | 355.7 | 341.03 | 328.75 | 318.37 | 310.87 | 305.97
| 71 | 827.09 | 826.3 | 824.1 | 819.96 | 814.63 | 807.57 | 798.73 | 788.36 | 776.33 | 762.82 | 747.84 | 731.63 | 714.12 | 695.82 | 677.04 | 657.11 | 636.41 | 615.17 | 593.57 | 571.38 | 549.28 | 527.13 | 505.09 | 483.24 | 461.79 | 441.07 | 420.92 | 401.82 | 383.67 | 366.55 | 350.63 | 336.4 | 323.94 | 313.77 | 305.95 | 301.39
| 72 | 820.48 | 819.59 | 817.3 | 813.41 | 808.06 | 801.01 | 792.23 | 781.84 | 769.91 | 756.5 | 741.59 | 725.46 | 708.09 | 689.85 | 670.69 | 651.08 | 630.43 | 609.08 | 587.56 | 565.8 | 543.56 | 521.37 | 499.4 | 477.68 | 456.42 | 435.77 | 415.88 | 396.73 | 378.67 | 361.44 | 345.65 | 331.58 | 319.01 | 309.27 | 301.62 | 297.12
| 73 | 813.68 | 812.71 | 810.34 | 806.68 | 801.21 | 794.19 | 785.39 | 775.19 | 763.24 | 749.85 | 734.99 | 719.18 | 701.93 | 683.77 | 664.67 | 644.6 | 624.41 | 603.13 | 581.54 | 559.83 | 537.91 | 515.61 | 493.58 | 472.05 | 450.86 | 430.55 | 410.43 | 391.53 | 373.38 | 356.39 | 340.87 | 326.63 | 314.51 | 304.44 | 296.86 | 292.41
| 74 | 806.7 | 805.62 | 803.38 | 799.77 | 794.22 | 787.14 | 778.51 | 768.4 | 756.51 | 743.1 | 728.42 | 712.36 | 695.5 | 677.58 | 658.56 | 638.5 | 617.87 | 597.27 | 575.4 | 553.69 | 531.86 | 509.86 | 487.98 | 466.45 | 445.33 | 424.73 | 404.89 | 386.04 | 368.15 | 351.51 | 335.88 | 321.91 | 309.67 | 299.83 | 292.69 | 287.98
| 75 | 799.32 | 798.46 | 796.16 | 792.44 | 787.04 | 780.03 | 771.62 | 761.49 | 749.78 | 736.31 | 721.63 | 705.73 | 688.62 | 670.76 | 652.36 | 632.28 | 611.7 | 590.79 | 569.55 | 547.68 | 525.78 | 504.02 | 482.04 | 460.55 | 439.73 | 419 | 399.7 | 380.93 | 363.16 | 346.64 | 330.98 | 317.2 | 305.11 | 295.26 | 288.19 | 283.79
| 76 | 791.81 | 790.93 | 788.85 | 785.03 | 779.59 | 772.9 | 764.57 | 754.39 | 742.67 | 729.53 | 714.8 | 698.95 | 681.98 | 664.05 | 644.58 | 625.81 | 605.45 | 584.4 | 563.13 | 541.73 | 519.65 | 497.73 | 476.54 | 454.98 | 433.99 | 413.84 | 394.46 | 375.56 | 358.08 | 341.46 | 326.24 | 312.36 | 300.62 | 290.69 | 283.35 | 279.15
| 77 | 784.05 | 783.42 | 781.23 | 777.53 | 772.21 | 765.61 | 756.96 | 747.11 | 735.35 | 722.3 | 707.75 | 692.23 | 675.23 | 657.28 | 638.18 | 618.62 | 598.93 | 578.08 | 556.88 | 535.37 | 513.83 | 492.09 | 470.3 | 449.05 | 428.51 | 408.29 | 389.13 | 370.46 | 352.9 | 336.35 | 321.47 | 307.6 | 295.87 | 286.32 | 279.1 | 274.57
| 78 | 776.34 | 775.61 | 773.31 | 769.69 | 764.62 | 757.93 | 749.37 | 739.49 | 728.01 | 714.98 | 700.61 | 684.85 | 668.39 | 650.57 | 631.69 | 612.24 | 592.07 | 571.75 | 550.68 | 529.03 | 507.63 | 486.21 | 464.61 | 443.31 | 422.82 | 402.94 | 383.57 | 364.99 | 347.73 | 331.51 | 316.44 | 303.02 | 291.36 | 281.85 | 274.84 | 270.53
| 79 | 768.23 | 767.61 | 765.39 | 761.81 | 756.69 | 750 | 741.86 | 731.78 | 720.53 | 707.62 | 693.23 | 677.58 | 660.97 | 643.59 | 625.1 | 605.77 | 585.74 | 564.83 | 544.29 | 522.88 | 501.42 | 479.81 | 458.64 | 437.64 | 417.04 | 397.22 | 377.89 | 359.87 | 342.6 | 326.66 | 311.63 | 298.38 | 286.77 | 277.31 | 270.46 | 266.21
| 80 | 760.19 | 759.46 | 757.25 | 753.71 | 748.65 | 742.23 | 733.88 | 724.23 | 713.1 | 700.16 | 685.87 | 670.34 | 653.75 | 636.38 | 618.01 | 599.23 | 579.27 | 558.44 | 537.72 | 516.64 | 495.2 | 473.87 | 452.63 | 431.81 | 411.56 | 391.73 | 372.63 | 354.97 | 337.69 | 321.62 | 306.62 | 293.84 | 282.25 | 272.73 | 266.25 | 262.04
| 81 | 751.97 | 751.1 | 749.08 | 745.51 | 740.49 | 734.04 | 726.08 | 716.54 | 705.04 | 692.35 | 678.44 | 663.17 | 646.54 | 629.05 | 610.86 | 591.97 | 572.56 | 551.95 | 531.16 | 510.07 | 489.12 | 467.74 | 446.43 | 425.9 | 405.95 | 386.18 | 367.38 | 349.21 | 332.16 | 316.55 | 302.15 | 288.97 | 277.85 | 268.43 | 261.72 | 257.76
| 82 | 743.31 | 742.55 | 740.48 | 737.07 | 732.14 | 725.83 | 717.83 | 708.35 | 697.03 | 684.52 | 670.42 | 655.48 | 639.33 | 622.01 | 603.67 | 584.57 | 564.5 | 545.39 | 524.75 | 503.59 | 482.62 | 461.52 | 440.79 | 420.1 | 400.03 | 380.52 | 362.12 | 344.33 | 327.43 | 311.74 | 297.31 | 284.36 | 273.46 | 264.07 | 257.46 | 253.39
| 83 | 734.61 | 733.87 | 731.88 | 728.51 | 723.81 | 717.42 | 709.36 | 700.18 | 689.05 | 676.33 | 662.68 | 647.77 | 631.66 | 614.78 | 596.59 | 577.69 | 557.9 | 537.84 | 517.98 | 497.25 | 476.42 | 455.47 | 434.9 | 414.38 | 394.35 | 375.11 | 356.51 | 338.9 | 322.48 | 307.03 | 292.5 | 279.74 | 268.69 | 259.81 | 253.3 | 249.34
| 84 | 725.61 | 725.06 | 723.06 | 719.72 | 715.15 | 708.79 | 701.13 | 691.75 | 680.89 | 668.54 | 654.99 | 639.91 | 623.96 | 606.72 | 589.37 | 570.76 | 551.23 | 531.34 | 511.09 | 490.77 | 470.08 | 449.11 | 428.61 | 408.43 | 388.57 | 369.48 | 351.27 | 333.81 | 317.55 | 301.71 | 287.81 | 275.26 | 264.35 | 255.79 | 249.03 | 245.06
| 85 | 716.74 | 716.04 | 714.07 | 710.8 | 706.2 | 700.12 | 692.56 | 683.37 | 672.7 | 660.63 | 647.1 | 632.13 | 616.18 | 599.48 | 581.7 | 563.55 | 544.51 | 524.79 | 504.39 | 483.93 | 463.83 | 442.86 | 422.58 | 402.67 | 383.05 | 364.06 | 345.86 | 328.66 | 312.28 | 297 | 283.2 | 270.84 | 259.93 | 251.29 | 244.92 | 241.01
| 86 | 707.73 | 706.9 | 705.08 | 701.84 | 697.23 | 691.27 | 683.84 | 674.81 | 664.3 | 652.19 | 638.72 | 624.15 | 608.62 | 591.95 | 574.25 | 555.81 | 537.23 | 518.19 | 497.87 | 477.45 | 457.02 | 436.98 | 416.48 | 396.38 | 376.99 | 358.43 | 340.29 | 323.33 | 307.08 | 292.25 | 278.85 | 265.89 | 255.66 | 247.17 | 241.02 | 236.73
| 87 | 698.26 | 697.57 | 695.47 | 692.62 | 688.15 | 682.19 | 674.92 | 666.11 | 655.57 | 643.68 | 630.54 | 615.77 | 600.34 | 584.23 | 566.83 | 548.51 | 529.71 | 510.78 | 491.09 | 470.81 | 450.43 | 430.38 | 410.45 | 390.78 | 371.6 | 352.85 | 335.06 | 318.15 | 302.29 | 287.53 | 273.73 | 261.71 | 251.38 | 242.82 | 236.67 | 232.85
| 88 | 688.4 | 688.13 | 686.23 | 683.21 | 678.69 | 673.28 | 665.94 | 657.26 | 646.93 | 635.01 | 622.05 | 607.68 | 592.44 | 576.26 | 559.31 | 541.24 | 522.45 | 503.01 | 483.42 | 464.28 | 444.33 | 424.11 | 404.34 | 384.99 | 365.9 | 347.64 | 329.88 | 313.11 | 297.43 | 282.62 | 269.09 | 257.32 | 247.17 | 238.9 | 232.7 | 229.07
| 89 | 678.88 | 678.58 | 676.84 | 673.85 | 669.51 | 663.8 | 656.64 | 648.2 | 638.06 | 626.69 | 613.72 | 599.75 | 584.52 | 568.18 | 551.18 | 533.67 | 515.52 | 496.05 | 476.64 | 457.19 | 437.65 | 417.96 | 398.13 | 378.97 | 359.91 | 341.9 | 324.49 | 308.08 | 292.36 | 278.19 | 264.51 | 253.19 | 242.57 | 234.68 | 228.43 | 224.82
| 90 | 669.29 | 668.63 | 666.86 | 663.84 | 659.89 | 654.53 | 647.42 | 639.15 | 629.14 | 617.93 | 604.94 | 591.25 | 576.3 | 560.35 | 543.61 | 525.95 | 508.14 | 489.29 | 470.09 | 450.58 | 430.85 | 411.64 | 392.09 | 373 | 354.32 | 336.32 | 319.28 | 302.68 | 287.53 | 273.18 | 260.27 | 248.43 | 238.61 | 230.73 | 224.66 | 220.97

## Zone-8S (hidden)
Inclination (variation from horizontal) | Orientation (variation from south)
| Slope | 0 | 5 | 10 | 15 | 20 | 25 | 30 | 35 | 40 | 45 | 50 | 55 | 60 | 65 | 70 | 75 | 80 | 85 | 90 | 95 | 100 | 105 | 110 | 115 | 120 | 125 | 130 | 135 | 140 | 145 | 150 | 155 | 160 | 165 | 170 | 175
| 0 | 722 | 722 | 722 | 722 | 722 | 722 | 722 | 722 | 722 | 722 | 722 | 722 | 722 | 722 | 722 | 722 | 722 | 722 | 722 | 722 | 722 | 722 | 722 | 722 | 722 | 722 | 722 | 722 | 722 | 722 | 722 | 722 | 722 | 722 | 722 | 722
| 1 | 728 | 728 | 728 | 728 | 728 | 728 | 727 | 727 | 727 | 726 | 726 | 725 | 725 | 724 | 724 | 723 | 723 | 722 | 721 | 721 | 720 | 720 | 719 | 719 | 718 | 718 | 717 | 717 | 716 | 716 | 716 | 715 | 715 | 715 | 715 | 715
| 2 | 735 | 735 | 735 | 734 | 734 | 734 | 733 | 732 | 732 | 731 | 730 | 729 | 728 | 727 | 726 | 725 | 724 | 723 | 721 | 720 | 719 | 718 | 717 | 716 | 715 | 713 | 713 | 712 | 711 | 710 | 709 | 709 | 708 | 708 | 708 | 708
| 3 | 741 | 741 | 741 | 741 | 740 | 739 | 739 | 738 | 737 | 735 | 734 | 733 | 731 | 730 | 728 | 726 | 725 | 723 | 721 | 719 | 718 | 716 | 714 | 712 | 711 | 709 | 708 | 707 | 705 | 704 | 703 | 703 | 702 | 701 | 701 | 701
| 4 | 748 | 748 | 747 | 747 | 746 | 745 | 744 | 743 | 742 | 740 | 738 | 736 | 734 | 732 | 730 | 728 | 726 | 723 | 721 | 719 | 716 | 714 | 712 | 709 | 707 | 705 | 703 | 702 | 700 | 698 | 697 | 696 | 695 | 694 | 694 | 694
| 5 | 754 | 754 | 753 | 753 | 752 | 751 | 750 | 748 | 746 | 744 | 742 | 740 | 737 | 735 | 732 | 729 | 727 | 724 | 721 | 718 | 715 | 712 | 709 | 706 | 704 | 701 | 699 | 697 | 694 | 693 | 691 | 690 | 688 | 688 | 687 | 686
| 6 | 760 | 760 | 760 | 759 | 758 | 756 | 755 | 753 | 751 | 749 | 746 | 743 | 740 | 737 | 734 | 731 | 727 | 724 | 720 | 717 | 713 | 710 | 706 | 703 | 700 | 697 | 694 | 691 | 689 | 687 | 685 | 683 | 682 | 681 | 680 | 679
| 7 | 766 | 766 | 765 | 765 | 763 | 762 | 760 | 758 | 755 | 753 | 750 | 747 | 743 | 740 | 736 | 732 | 728 | 724 | 720 | 716 | 712 | 708 | 704 | 700 | 696 | 693 | 689 | 686 | 683 | 681 | 678 | 676 | 675 | 674 | 673 | 672
| 8 | 772 | 772 | 771 | 770 | 769 | 767 | 765 | 763 | 760 | 757 | 753 | 750 | 746 | 742 | 738 | 733 | 729 | 724 | 719 | 715 | 710 | 705 | 701 | 697 | 692 | 688 | 684 | 681 | 678 | 675 | 672 | 670 | 668 | 667 | 666 | 665
| 9 | 778 | 777 | 777 | 776 | 774 | 772 | 770 | 767 | 764 | 761 | 757 | 753 | 749 | 744 | 739 | 734 | 729 | 724 | 719 | 714 | 708 | 703 | 698 | 693 | 688 | 684 | 680 | 676 | 672 | 669 | 666 | 663 | 661 | 660 | 658 | 658
| 10 | 783 | 783 | 782 | 781 | 779 | 777 | 775 | 772 | 768 | 765 | 760 | 756 | 751 | 746 | 741 | 736 | 730 | 724 | 718 | 713 | 707 | 701 | 695 | 690 | 685 | 680 | 675 | 670 | 666 | 663 | 659 | 657 | 654 | 653 | 651 | 651
| 11 | 789 | 788 | 787 | 786 | 784 | 782 | 779 | 776 | 772 | 768 | 764 | 759 | 754 | 748 | 742 | 737 | 730 | 724 | 718 | 711 | 705 | 699 | 693 | 687 | 681 | 675 | 670 | 665 | 661 | 657 | 653 | 650 | 648 | 646 | 644 | 644
| 12 | 794 | 793 | 793 | 791 | 789 | 787 | 784 | 780 | 776 | 772 | 767 | 762 | 756 | 750 | 744 | 737 | 731 | 724 | 717 | 710 | 703 | 696 | 690 | 683 | 677 | 671 | 665 | 660 | 655 | 651 | 647 | 644 | 641 | 639 | 638 | 637
| 13 | 799 | 798 | 798 | 796 | 794 | 791 | 788 | 784 | 780 | 775 | 770 | 764 | 758 | 752 | 745 | 738 | 731 | 724 | 717 | 709 | 702 | 694 | 687 | 680 | 673 | 666 | 660 | 655 | 649 | 645 | 641 | 637 | 635 | 632 | 631 | 630
| 14 | 804 | 803 | 802 | 801 | 799 | 796 | 792 | 788 | 784 | 779 | 773 | 767 | 761 | 754 | 747 | 739 | 732 | 724 | 716 | 708 | 700 | 692 | 684 | 676 | 669 | 662 | 656 | 649 | 644 | 639 | 635 | 631 | 628 | 626 | 624 | 623
| 15 | 808 | 808 | 807 | 805 | 803 | 800 | 796 | 792 | 787 | 782 | 776 | 769 | 763 | 756 | 748 | 740 | 732 | 724 | 715 | 707 | 698 | 690 | 681 | 673 | 665 | 658 | 651 | 644 | 638 | 633 | 629 | 625 | 621 | 619 | 617 | 616
| 16 | 813 | 813 | 812 | 810 | 807 | 804 | 800 | 796 | 791 | 785 | 779 | 772 | 765 | 757 | 749 | 741 | 732 | 723 | 714 | 705 | 696 | 687 | 678 | 670 | 661 | 653 | 646 | 639 | 633 | 627 | 622 | 618 | 615 | 612 | 611 | 609
| 17 | 817 | 817 | 816 | 814 | 811 | 808 | 804 | 799 | 794 | 788 | 781 | 774 | 767 | 758 | 750 | 741 | 732 | 723 | 714 | 704 | 694 | 685 | 676 | 666 | 658 | 649 | 641 | 634 | 627 | 621 | 616 | 612 | 609 | 606 | 604 | 603
| 18 | 822 | 821 | 820 | 818 | 815 | 812 | 807 | 802 | 797 | 791 | 784 | 776 | 768 | 760 | 751 | 742 | 732 | 723 | 713 | 703 | 693 | 683 | 673 | 663 | 654 | 645 | 636 | 629 | 622 | 616 | 610 | 606 | 602 | 599 | 597 | 596
| 19 | 826 | 825 | 824 | 822 | 819 | 815 | 811 | 806 | 800 | 793 | 786 | 778 | 770 | 761 | 752 | 742 | 732 | 722 | 712 | 701 | 691 | 680 | 670 | 660 | 650 | 640 | 632 | 623 | 616 | 610 | 604 | 599 | 596 | 592 | 590 | 589
| 20 | 829 | 829 | 828 | 826 | 823 | 819 | 814 | 809 | 803 | 796 | 788 | 780 | 771 | 762 | 753 | 743 | 732 | 722 | 711 | 700 | 689 | 678 | 667 | 656 | 646 | 636 | 627 | 618 | 611 | 604 | 598 | 593 | 589 | 586 | 583 | 582
| 21 | 833 | 833 | 831 | 829 | 826 | 822 | 817 | 812 | 805 | 798 | 790 | 782 | 773 | 763 | 753 | 743 | 732 | 721 | 710 | 699 | 687 | 676 | 664 | 653 | 642 | 632 | 622 | 613 | 605 | 598 | 592 | 587 | 582 | 579 | 576 | 575
| 22 | 837 | 836 | 835 | 833 | 829 | 825 | 820 | 814 | 808 | 800 | 792 | 784 | 774 | 764 | 754 | 743 | 732 | 721 | 709 | 697 | 685 | 673 | 661 | 650 | 639 | 628 | 618 | 608 | 600 | 592 | 586 | 580 | 576 | 572 | 569 | 568
| 23 | 840 | 840 | 838 | 836 | 832 | 828 | 823 | 817 | 810 | 802 | 794 | 785 | 775 | 765 | 754 | 743 | 732 | 720 | 708 | 696 | 683 | 671 | 659 | 646 | 635 | 623 | 613 | 603 | 594 | 587 | 580 | 574 | 569 | 565 | 563 | 561
| 24 | 843 | 843 | 841 | 839 | 835 | 831 | 826 | 819 | 812 | 805 | 796 | 787 | 776 | 766 | 755 | 743 | 731 | 719 | 706 | 694 | 681 | 668 | 656 | 643 | 631 | 619 | 608 | 598 | 589 | 581 | 574 | 568 | 563 | 559 | 556 | 554
| 25 | 846 | 846 | 844 | 842 | 838 | 834 | 828 | 822 | 814 | 806 | 797 | 788 | 777 | 767 | 755 | 743 | 731 | 718 | 705 | 692 | 679 | 666 | 653 | 640 | 627 | 615 | 604 | 593 | 584 | 575 | 568 | 561 | 556 | 552 | 549 | 548
| 26 | 849 | 848 | 847 | 844 | 841 | 836 | 830 | 824 | 816 | 808 | 799 | 789 | 778 | 767 | 755 | 743 | 730 | 717 | 704 | 690 | 677 | 663 | 650 | 637 | 624 | 611 | 599 | 588 | 578 | 569 | 562 | 555 | 550 | 546 | 542 | 541
| 27 | 852 | 851 | 849 | 847 | 843 | 838 | 833 | 826 | 818 | 809 | 800 | 790 | 779 | 767 | 755 | 743 | 730 | 716 | 703 | 689 | 675 | 661 | 647 | 633 | 620 | 607 | 595 | 583 | 573 | 564 | 556 | 549 | 543 | 539 | 536 | 534
| 28 | 854 | 854 | 852 | 849 | 845 | 840 | 834 | 827 | 820 | 811 | 801 | 791 | 779 | 768 | 755 | 742 | 729 | 715 | 701 | 687 | 673 | 658 | 644 | 630 | 616 | 603 | 590 | 578 | 568 | 558 | 550 | 543 | 537 | 532 | 529 | 527
| 29 | 856 | 856 | 854 | 851 | 847 | 842 | 836 | 829 | 821 | 812 | 802 | 791 | 780 | 768 | 755 | 742 | 728 | 714 | 700 | 685 | 670 | 656 | 641 | 627 | 612 | 599 | 586 | 573 | 562 | 552 | 544 | 536 | 530 | 526 | 523 | 520
| 30 | 858 | 858 | 856 | 853 | 849 | 844 | 838 | 831 | 822 | 813 | 803 | 792 | 780 | 768 | 755 | 741 | 727 | 713 | 698 | 683 | 668 | 653 | 638 | 623 | 609 | 595 | 581 | 569 | 557 | 547 | 538 | 530 | 524 | 519 | 516 | 513
| 31 | 860 | 860 | 858 | 855 | 851 | 846 | 839 | 832 | 823 | 814 | 803 | 792 | 780 | 768 | 754 | 740 | 726 | 711 | 696 | 681 | 666 | 650 | 635 | 620 | 605 | 591 | 577 | 564 | 552 | 541 | 532 | 524 | 518 | 513 | 509 | 506
| 32 | 862 | 861 | 859 | 856 | 852 | 847 | 840 | 833 | 824 | 814 | 804 | 793 | 780 | 767 | 754 | 740 | 725 | 710 | 695 | 679 | 663 | 648 | 632 | 617 | 602 | 587 | 573 | 559 | 547 | 536 | 526 | 518 | 511 | 506 | 502 | 500
| 33 | 863 | 863 | 861 | 858 | 854 | 848 | 841 | 834 | 825 | 815 | 804 | 793 | 780 | 767 | 753 | 739 | 724 | 708 | 693 | 677 | 661 | 645 | 629 | 613 | 598 | 583 | 568 | 554 | 541 | 530 | 520 | 512 | 505 | 500 | 496 | 493
| 34 | 865 | 864 | 862 | 859 | 855 | 849 | 842 | 834 | 825 | 815 | 804 | 792 | 780 | 766 | 752 | 738 | 722 | 707 | 691 | 675 | 659 | 642 | 626 | 610 | 594 | 579 | 564 | 550 | 536 | 525 | 514 | 506 | 499 | 493 | 489 | 487
| 35 | 866 | 865 | 863 | 860 | 856 | 850 | 843 | 835 | 826 | 816 | 804 | 792 | 779 | 766 | 751 | 736 | 721 | 705 | 689 | 673 | 656 | 639 | 623 | 606 | 590 | 575 | 559 | 545 | 531 | 519 | 509 | 500 | 492 | 487 | 483 | 480
| 36 | 867 | 866 | 864 | 861 | 856 | 851 | 844 | 835 | 826 | 816 | 804 | 792 | 779 | 765 | 750 | 735 | 719 | 703 | 687 | 670 | 653 | 636 | 620 | 603 | 586 | 570 | 555 | 540 | 526 | 514 | 503 | 494 | 486 | 480 | 476 | 474
| 37 | 867 | 867 | 865 | 861 | 857 | 851 | 844 | 836 | 826 | 816 | 804 | 791 | 778 | 764 | 749 | 734 | 718 | 701 | 685 | 668 | 651 | 633 | 616 | 599 | 583 | 566 | 551 | 536 | 521 | 508 | 497 | 488 | 480 | 474 | 470 | 467
| 38 | 868 | 867 | 865 | 862 | 857 | 851 | 844 | 836 | 826 | 815 | 804 | 791 | 777 | 763 | 748 | 732 | 716 | 699 | 682 | 665 | 648 | 630 | 613 | 596 | 579 | 562 | 546 | 531 | 517 | 503 | 492 | 482 | 474 | 467 | 463 | 461
| 39 | 868 | 867 | 865 | 862 | 857 | 851 | 844 | 835 | 826 | 815 | 803 | 790 | 776 | 762 | 746 | 731 | 714 | 697 | 680 | 663 | 645 | 627 | 610 | 592 | 575 | 558 | 542 | 527 | 512 | 498 | 486 | 476 | 468 | 461 | 457 | 454
| 40 | 868 | 868 | 866 | 862 | 857 | 851 | 844 | 835 | 825 | 814 | 802 | 789 | 775 | 760 | 745 | 729 | 712 | 695 | 677 | 660 | 642 | 624 | 606 | 589 | 571 | 554 | 538 | 522 | 507 | 493 | 481 | 470 | 462 | 455 | 450 | 448
| 41 | 868 | 868 | 865 | 862 | 857 | 851 | 843 | 835 | 825 | 813 | 801 | 788 | 774 | 759 | 743 | 727 | 710 | 693 | 675 | 657 | 639 | 621 | 603 | 585 | 567 | 550 | 533 | 518 | 502 | 488 | 475 | 465 | 456 | 449 | 444 | 441
| 42 | 868 | 867 | 865 | 862 | 857 | 850 | 843 | 834 | 824 | 812 | 800 | 787 | 772 | 757 | 741 | 725 | 708 | 690 | 672 | 654 | 636 | 617 | 599 | 581 | 563 | 546 | 529 | 513 | 497 | 483 | 470 | 459 | 450 | 443 | 437 | 435
| 43 | 867 | 867 | 865 | 861 | 856 | 850 | 842 | 833 | 823 | 811 | 799 | 785 | 771 | 755 | 739 | 722 | 705 | 687 | 669 | 651 | 633 | 614 | 596 | 577 | 559 | 542 | 525 | 508 | 493 | 478 | 465 | 453 | 444 | 437 | 431 | 428
| 44 | 867 | 866 | 864 | 860 | 855 | 849 | 841 | 832 | 822 | 810 | 797 | 784 | 769 | 753 | 737 | 720 | 703 | 685 | 667 | 648 | 629 | 611 | 592 | 574 | 555 | 538 | 520 | 504 | 488 | 473 | 459 | 448 | 438 | 431 | 426 | 422
| 45 | 866 | 865 | 863 | 859 | 854 | 848 | 840 | 831 | 820 | 809 | 796 | 782 | 767 | 751 | 735 | 718 | 700 | 682 | 664 | 645 | 626 | 607 | 588 | 570 | 551 | 533 | 516 | 499 | 483 | 468 | 454 | 442 | 433 | 425 | 420 | 416
| 46 | 865 | 864 | 862 | 858 | 853 | 847 | 839 | 829 | 819 | 807 | 794 | 780 | 765 | 749 | 732 | 715 | 697 | 679 | 661 | 642 | 623 | 603 | 584 | 566 | 547 | 529 | 512 | 495 | 479 | 463 | 449 | 437 | 427 | 419 | 414 | 410
| 47 | 864 | 863 | 861 | 857 | 852 | 845 | 837 | 828 | 817 | 805 | 792 | 778 | 763 | 747 | 730 | 713 | 695 | 676 | 657 | 638 | 619 | 600 | 581 | 562 | 543 | 525 | 507 | 490 | 474 | 459 | 444 | 432 | 421 | 414 | 408 | 404
| 48 | 862 | 861 | 859 | 855 | 850 | 844 | 836 | 826 | 815 | 803 | 790 | 776 | 760 | 744 | 727 | 710 | 692 | 673 | 654 | 635 | 615 | 596 | 577 | 558 | 539 | 521 | 503 | 486 | 469 | 454 | 439 | 427 | 416 | 408 | 402 | 398
| 49 | 860 | 860 | 857 | 854 | 849 | 842 | 834 | 824 | 813 | 801 | 788 | 773 | 758 | 742 | 724 | 707 | 689 | 670 | 651 | 631 | 612 | 592 | 573 | 554 | 535 | 516 | 498 | 481 | 465 | 449 | 435 | 422 | 411 | 402 | 396 | 393
| 50 | 859 | 858 | 856 | 852 | 847 | 840 | 832 | 822 | 811 | 799 | 785 | 771 | 755 | 739 | 722 | 704 | 685 | 666 | 647 | 628 | 608 | 588 | 569 | 549 | 530 | 512 | 494 | 477 | 460 | 444 | 430 | 417 | 406 | 397 | 391 | 387
| 51 | 856 | 856 | 853 | 850 | 844 | 838 | 829 | 820 | 809 | 796 | 783 | 768 | 752 | 736 | 719 | 701 | 682 | 663 | 644 | 624 | 604 | 584 | 565 | 545 | 526 | 507 | 489 | 472 | 455 | 440 | 425 | 412 | 401 | 392 | 385 | 382
| 52 | 854 | 853 | 851 | 847 | 842 | 835 | 827 | 817 | 806 | 794 | 780 | 765 | 749 | 733 | 715 | 697 | 679 | 659 | 640 | 620 | 600 | 580 | 561 | 541 | 522 | 503 | 485 | 467 | 451 | 435 | 420 | 407 | 396 | 387 | 380 | 376
| 53 | 852 | 851 | 849 | 845 | 840 | 833 | 824 | 814 | 803 | 791 | 777 | 762 | 746 | 730 | 712 | 694 | 675 | 656 | 636 | 616 | 596 | 576 | 556 | 537 | 517 | 498 | 480 | 463 | 446 | 430 | 415 | 402 | 391 | 382 | 375 | 371
| 54 | 849 | 848 | 846 | 842 | 837 | 830 | 822 | 812 | 800 | 788 | 774 | 759 | 743 | 726 | 709 | 690 | 671 | 652 | 632 | 612 | 592 | 572 | 552 | 532 | 513 | 494 | 476 | 458 | 441 | 425 | 410 | 397 | 386 | 377 | 370 | 366
| 55 | 846 | 846 | 843 | 839 | 834 | 827 | 819 | 809 | 797 | 785 | 771 | 756 | 740 | 723 | 705 | 687 | 668 | 648 | 628 | 608 | 588 | 568 | 548 | 528 | 508 | 489 | 471 | 453 | 437 | 421 | 406 | 392 | 381 | 372 | 365 | 361
| 56 | 843 | 843 | 840 | 836 | 831 | 824 | 815 | 805 | 794 | 781 | 767 | 752 | 736 | 719 | 701 | 683 | 664 | 644 | 624 | 604 | 584 | 563 | 543 | 523 | 504 | 485 | 466 | 449 | 432 | 416 | 401 | 388 | 376 | 367 | 360 | 356
| 57 | 840 | 839 | 837 | 833 | 828 | 821 | 812 | 802 | 791 | 778 | 764 | 749 | 732 | 715 | 697 | 679 | 660 | 640 | 620 | 600 | 580 | 559 | 539 | 519 | 499 | 480 | 462 | 444 | 427 | 411 | 396 | 383 | 371 | 362 | 355 | 351
| 58 | 837 | 836 | 833 | 830 | 824 | 817 | 808 | 798 | 787 | 774 | 760 | 745 | 729 | 711 | 693 | 675 | 656 | 636 | 616 | 596 | 575 | 555 | 534 | 514 | 495 | 476 | 457 | 439 | 422 | 406 | 392 | 378 | 366 | 357 | 350 | 346
| 59 | 833 | 832 | 830 | 826 | 820 | 813 | 805 | 795 | 783 | 770 | 756 | 741 | 725 | 707 | 689 | 671 | 651 | 632 | 612 | 591 | 571 | 550 | 530 | 510 | 490 | 471 | 452 | 435 | 418 | 402 | 387 | 373 | 362 | 352 | 345 | 341
| 60 | 829 | 828 | 826 | 822 | 817 | 810 | 801 | 791 | 779 | 766 | 752 | 737 | 720 | 703 | 685 | 666 | 647 | 627 | 607 | 587 | 566 | 546 | 525 | 505 | 485 | 466 | 448 | 430 | 413 | 397 | 382 | 369 | 357 | 347 | 340 | 336
| 61 | 825 | 824 | 822 | 818 | 813 | 806 | 797 | 787 | 775 | 762 | 748 | 733 | 716 | 699 | 681 | 662 | 643 | 623 | 603 | 582 | 561 | 541 | 520 | 500 | 481 | 461 | 443 | 425 | 408 | 392 | 377 | 364 | 352 | 343 | 336 | 331
| 62 | 821 | 820 | 818 | 814 | 808 | 801 | 793 | 783 | 771 | 758 | 744 | 728 | 712 | 695 | 676 | 657 | 638 | 618 | 598 | 577 | 557 | 536 | 516 | 496 | 476 | 457 | 438 | 420 | 403 | 387 | 373 | 359 | 348 | 338 | 331 | 327
| 63 | 816 | 816 | 814 | 810 | 804 | 797 | 788 | 778 | 767 | 754 | 739 | 724 | 707 | 690 | 672 | 653 | 633 | 614 | 593 | 573 | 552 | 531 | 511 | 491 | 471 | 452 | 433 | 416 | 399 | 383 | 368 | 355 | 343 | 334 | 327 | 322
| 64 | 812 | 811 | 809 | 805 | 799 | 792 | 784 | 774 | 762 | 749 | 735 | 719 | 703 | 685 | 667 | 648 | 629 | 609 | 588 | 568 | 547 | 527 | 506 | 486 | 466 | 447 | 429 | 411 | 394 | 378 | 363 | 350 | 338 | 329 | 322 | 318
| 65 | 807 | 806 | 804 | 800 | 795 | 788 | 779 | 769 | 757 | 744 | 730 | 714 | 698 | 680 | 662 | 643 | 624 | 604 | 583 | 563 | 542 | 522 | 501 | 481 | 461 | 442 | 424 | 406 | 389 | 373 | 359 | 345 | 334 | 324 | 318 | 313
| 66 | 802 | 802 | 799 | 795 | 790 | 783 | 774 | 764 | 752 | 739 | 725 | 709 | 693 | 676 | 657 | 638 | 619 | 599 | 579 | 558 | 537 | 517 | 496 | 476 | 456 | 437 | 419 | 401 | 384 | 369 | 354 | 341 | 329 | 320 | 313 | 309
| 67 | 797 | 796 | 794 | 790 | 785 | 778 | 769 | 759 | 747 | 734 | 720 | 704 | 688 | 670 | 652 | 633 | 614 | 594 | 574 | 553 | 532 | 512 | 491 | 471 | 451 | 432 | 414 | 396 | 380 | 364 | 349 | 336 | 325 | 316 | 309 | 305
| 68 | 792 | 791 | 789 | 785 | 779 | 772 | 764 | 754 | 742 | 729 | 715 | 699 | 683 | 665 | 647 | 628 | 609 | 589 | 568 | 548 | 527 | 507 | 486 | 466 | 446 | 427 | 409 | 392 | 375 | 359 | 345 | 331 | 321 | 311 | 304 | 300
| 69 | 786 | 786 | 783 | 779 | 774 | 767 | 758 | 748 | 736 | 723 | 709 | 694 | 678 | 660 | 642 | 623 | 603 | 583 | 563 | 543 | 522 | 501 | 481 | 461 | 441 | 422 | 404 | 387 | 370 | 354 | 340 | 327 | 316 | 307 | 300 | 296
| 70 | 781 | 780 | 778 | 774 | 768 | 761 | 753 | 743 | 731 | 718 | 704 | 688 | 672 | 655 | 636 | 617 | 598 | 578 | 558 | 537 | 517 | 496 | 476 | 456 | 436 | 417 | 399 | 382 | 365 | 350 | 336 | 323 | 311 | 303 | 296 | 292
| 71 | 775 | 774 | 772 | 768 | 763 | 755 | 747 | 737 | 725 | 712 | 698 | 683 | 666 | 649 | 631 | 612 | 593 | 573 | 553 | 532 | 511 | 491 | 471 | 451 | 431 | 412 | 394 | 377 | 360 | 345 | 331 | 318 | 307 | 298 | 291 | 287
| 72 | 769 | 768 | 766 | 762 | 757 | 750 | 741 | 731 | 720 | 707 | 692 | 677 | 660 | 643 | 625 | 606 | 587 | 567 | 547 | 527 | 506 | 486 | 465 | 446 | 426 | 407 | 389 | 372 | 356 | 340 | 326 | 314 | 303 | 294 | 287 | 283
| 73 | 762 | 762 | 759 | 756 | 750 | 744 | 735 | 725 | 714 | 701 | 687 | 671 | 655 | 638 | 619 | 600 | 582 | 562 | 542 | 521 | 501 | 480 | 460 | 440 | 421 | 402 | 384 | 367 | 351 | 336 | 322 | 309 | 298 | 289 | 283 | 279
| 74 | 756 | 755 | 753 | 749 | 744 | 737 | 729 | 719 | 707 | 694 | 680 | 665 | 649 | 632 | 614 | 595 | 576 | 556 | 536 | 516 | 495 | 475 | 455 | 435 | 416 | 397 | 379 | 362 | 346 | 331 | 317 | 305 | 294 | 285 | 278 | 275
| 75 | 750 | 749 | 746 | 743 | 738 | 731 | 722 | 713 | 701 | 688 | 674 | 659 | 643 | 626 | 608 | 589 | 570 | 550 | 530 | 510 | 490 | 469 | 450 | 430 | 411 | 392 | 375 | 357 | 341 | 326 | 313 | 300 | 290 | 281 | 274 | 270
| 76 | 743 | 742 | 740 | 736 | 731 | 724 | 716 | 706 | 695 | 682 | 668 | 653 | 636 | 619 | 602 | 583 | 564 | 544 | 524 | 504 | 484 | 464 | 444 | 424 | 405 | 387 | 369 | 352 | 336 | 322 | 308 | 296 | 285 | 277 | 270 | 266
| 77 | 736 | 735 | 733 | 729 | 724 | 717 | 709 | 699 | 688 | 675 | 662 | 646 | 630 | 613 | 595 | 577 | 558 | 539 | 519 | 499 | 479 | 459 | 439 | 419 | 400 | 382 | 364 | 348 | 332 | 317 | 303 | 291 | 281 | 272 | 266 | 262
| 78 | 729 | 728 | 726 | 722 | 717 | 711 | 702 | 693 | 681 | 669 | 655 | 640 | 624 | 607 | 589 | 571 | 552 | 533 | 513 | 493 | 473 | 453 | 433 | 414 | 395 | 377 | 359 | 343 | 327 | 312 | 299 | 287 | 277 | 268 | 262 | 258
| 79 | 721 | 721 | 719 | 715 | 710 | 704 | 695 | 685 | 675 | 662 | 648 | 633 | 618 | 601 | 583 | 565 | 546 | 526 | 507 | 487 | 467 | 447 | 428 | 409 | 390 | 372 | 354 | 338 | 322 | 308 | 294 | 282 | 272 | 264 | 258 | 254
| 80 | 714 | 713 | 711 | 708 | 703 | 696 | 688 | 678 | 668 | 655 | 641 | 627 | 611 | 594 | 577 | 559 | 540 | 521 | 501 | 481 | 462 | 442 | 422 | 403 | 385 | 366 | 349 | 333 | 317 | 303 | 290 | 278 | 268 | 260 | 254 | 250
| 81 | 706 | 706 | 704 | 700 | 695 | 689 | 681 | 671 | 661 | 648 | 634 | 620 | 604 | 587 | 570 | 553 | 534 | 515 | 495 | 475 | 456 | 436 | 417 | 398 | 379 | 361 | 344 | 328 | 313 | 299 | 285 | 274 | 264 | 256 | 250 | 246
| 82 | 699 | 698 | 696 | 693 | 688 | 681 | 673 | 664 | 653 | 641 | 628 | 613 | 597 | 581 | 563 | 545 | 527 | 508 | 489 | 470 | 450 | 431 | 411 | 392 | 374 | 356 | 339 | 323 | 308 | 294 | 281 | 270 | 260 | 252 | 246 | 242
| 83 | 691 | 690 | 688 | 685 | 680 | 674 | 666 | 657 | 646 | 634 | 620 | 606 | 591 | 574 | 557 | 539 | 520 | 501 | 483 | 464 | 444 | 425 | 406 | 387 | 369 | 351 | 334 | 318 | 303 | 289 | 277 | 265 | 255 | 247 | 242 | 238
| 84 | 683 | 682 | 680 | 677 | 672 | 666 | 658 | 649 | 638 | 626 | 613 | 599 | 583 | 567 | 550 | 533 | 514 | 495 | 476 | 458 | 438 | 419 | 400 | 382 | 363 | 346 | 329 | 313 | 299 | 285 | 272 | 261 | 251 | 243 | 238 | 234
| 85 | 675 | 674 | 672 | 669 | 664 | 658 | 650 | 641 | 631 | 619 | 606 | 591 | 576 | 560 | 543 | 526 | 508 | 489 | 470 | 451 | 432 | 413 | 394 | 376 | 358 | 341 | 324 | 309 | 294 | 280 | 268 | 256 | 247 | 239 | 234 | 230
| 86 | 666 | 666 | 664 | 661 | 656 | 650 | 642 | 633 | 623 | 612 | 599 | 584 | 569 | 553 | 537 | 519 | 502 | 483 | 464 | 445 | 426 | 407 | 389 | 371 | 353 | 336 | 319 | 304 | 289 | 276 | 263 | 252 | 243 | 236 | 230 | 227
| 87 | 658 | 657 | 655 | 652 | 647 | 642 | 634 | 625 | 615 | 604 | 591 | 577 | 562 | 546 | 529 | 512 | 494 | 477 | 458 | 439 | 420 | 401 | 383 | 365 | 348 | 331 | 314 | 299 | 285 | 271 | 259 | 248 | 239 | 231 | 226 | 222
| 88 | 649 | 649 | 647 | 644 | 639 | 633 | 626 | 618 | 607 | 596 | 583 | 569 | 554 | 539 | 523 | 506 | 488 | 469 | 451 | 433 | 414 | 396 | 377 | 360 | 342 | 325 | 309 | 294 | 280 | 267 | 255 | 244 | 235 | 228 | 222 | 219
| 89 | 640 | 640 | 638 | 635 | 630 | 625 | 618 | 609 | 599 | 588 | 575 | 562 | 547 | 532 | 515 | 499 | 481 | 463 | 445 | 426 | 408 | 390 | 372 | 354 | 337 | 320 | 304 | 289 | 275 | 262 | 250 | 240 | 231 | 224 | 218 | 215
| 90 | 631 | 631 | 629 | 626 | 622 | 616 | 609 | 601 | 591 | 580 | 568 | 554 | 540 | 524 | 508 | 491 | 475 | 457 | 439 | 420 | 402 | 384 | 366 | 349 | 331 | 315 | 299 | 285 | 271 | 258 | 246 | 236 | 227 | 220 | 214 | 211

## Zone-8E (hidden)
Inclination (variation from horizontal) | Orientation (variation from south)
| Slope | 0 | 5 | 10 | 15 | 20 | 25 | 30 | 35 | 40 | 45 | 50 | 55 | 60 | 65 | 70 | 75 | 80 | 85 | 90 | 95 | 100 | 105 | 110 | 115 | 120 | 125 | 130 | 135 | 140 | 145 | 150 | 155 | 160 | 165 | 170 | 175
| 0 | 731 | 731 | 731 | 731 | 731 | 731 | 731 | 731 | 731 | 731 | 731 | 731 | 731 | 731 | 731 | 731 | 731 | 731 | 731 | 731 | 731 | 731 | 731 | 731 | 731 | 731 | 731 | 731 | 731 | 731 | 731 | 731 | 731 | 731 | 731 | 731
| 1 | 737 | 737 | 737 | 737 | 737 | 737 | 736 | 736 | 736 | 735 | 735 | 734 | 734 | 733 | 733 | 732 | 732 | 731 | 730 | 730 | 729 | 729 | 728 | 728 | 727 | 726 | 726 | 726 | 725 | 725 | 724 | 724 | 724 | 724 | 724 | 724
| 2 | 744 | 744 | 744 | 744 | 743 | 743 | 742 | 742 | 741 | 740 | 739 | 738 | 737 | 736 | 735 | 734 | 733 | 732 | 730 | 729 | 728 | 727 | 726 | 725 | 723 | 722 | 721 | 721 | 720 | 719 | 718 | 718 | 717 | 717 | 717 | 717
| 3 | 751 | 751 | 750 | 750 | 750 | 749 | 748 | 747 | 746 | 745 | 743 | 742 | 740 | 739 | 737 | 736 | 734 | 732 | 730 | 728 | 727 | 725 | 723 | 721 | 720 | 718 | 717 | 715 | 714 | 713 | 712 | 711 | 711 | 710 | 710 | 709
| 4 | 757 | 757 | 757 | 756 | 756 | 755 | 754 | 752 | 751 | 749 | 747 | 746 | 744 | 742 | 739 | 737 | 735 | 732 | 730 | 728 | 725 | 723 | 720 | 718 | 716 | 714 | 712 | 710 | 709 | 707 | 706 | 705 | 704 | 703 | 703 | 702
| 5 | 764 | 763 | 763 | 762 | 762 | 760 | 759 | 758 | 756 | 754 | 752 | 749 | 747 | 744 | 741 | 739 | 736 | 733 | 730 | 727 | 724 | 721 | 718 | 715 | 712 | 710 | 707 | 705 | 703 | 701 | 699 | 698 | 697 | 696 | 695 | 695
| 6 | 770 | 770 | 769 | 768 | 767 | 766 | 764 | 763 | 760 | 758 | 755 | 753 | 750 | 747 | 743 | 740 | 736 | 733 | 729 | 726 | 722 | 719 | 715 | 712 | 709 | 705 | 703 | 700 | 697 | 695 | 693 | 691 | 690 | 689 | 688 | 688
| 7 | 776 | 776 | 775 | 774 | 773 | 772 | 770 | 767 | 765 | 762 | 759 | 756 | 753 | 749 | 745 | 741 | 737 | 733 | 729 | 725 | 721 | 716 | 712 | 709 | 705 | 701 | 698 | 695 | 692 | 689 | 687 | 685 | 683 | 682 | 681 | 680
| 8 | 782 | 782 | 781 | 780 | 779 | 777 | 775 | 772 | 769 | 766 | 763 | 759 | 755 | 751 | 747 | 742 | 738 | 733 | 728 | 724 | 719 | 714 | 710 | 705 | 701 | 697 | 693 | 689 | 686 | 683 | 680 | 678 | 676 | 675 | 674 | 673
| 9 | 788 | 787 | 787 | 786 | 784 | 782 | 780 | 777 | 774 | 770 | 767 | 762 | 758 | 753 | 749 | 744 | 738 | 733 | 728 | 723 | 717 | 712 | 707 | 702 | 697 | 692 | 688 | 684 | 680 | 677 | 674 | 671 | 669 | 668 | 666 | 666
| 10 | 793 | 793 | 792 | 791 | 789 | 787 | 784 | 781 | 778 | 774 | 770 | 765 | 761 | 756 | 750 | 745 | 739 | 733 | 727 | 721 | 716 | 710 | 704 | 698 | 693 | 688 | 683 | 679 | 674 | 671 | 667 | 665 | 662 | 661 | 659 | 659
| 11 | 799 | 798 | 798 | 796 | 794 | 792 | 789 | 786 | 782 | 778 | 773 | 768 | 763 | 758 | 752 | 746 | 740 | 733 | 727 | 720 | 714 | 707 | 701 | 695 | 689 | 683 | 678 | 673 | 669 | 665 | 661 | 658 | 655 | 654 | 652 | 651
| 12 | 804 | 804 | 803 | 801 | 799 | 797 | 794 | 790 | 786 | 782 | 777 | 771 | 766 | 760 | 753 | 747 | 740 | 733 | 726 | 719 | 712 | 705 | 698 | 691 | 685 | 679 | 673 | 668 | 663 | 659 | 655 | 651 | 649 | 647 | 645 | 644
| 13 | 809 | 809 | 808 | 806 | 804 | 801 | 798 | 794 | 790 | 785 | 780 | 774 | 768 | 761 | 755 | 748 | 740 | 733 | 725 | 718 | 710 | 703 | 695 | 688 | 681 | 675 | 668 | 662 | 657 | 652 | 648 | 645 | 642 | 640 | 638 | 637
| 14 | 814 | 814 | 813 | 811 | 809 | 806 | 802 | 798 | 794 | 788 | 783 | 777 | 770 | 763 | 756 | 748 | 741 | 733 | 725 | 717 | 709 | 700 | 692 | 685 | 677 | 670 | 663 | 657 | 652 | 646 | 642 | 638 | 635 | 633 | 631 | 630
| 15 | 819 | 818 | 817 | 816 | 813 | 810 | 806 | 802 | 797 | 792 | 786 | 779 | 772 | 765 | 757 | 749 | 741 | 733 | 724 | 715 | 707 | 698 | 690 | 681 | 673 | 666 | 658 | 652 | 646 | 640 | 636 | 632 | 629 | 626 | 625 | 624
| 16 | 823 | 823 | 822 | 820 | 818 | 814 | 810 | 806 | 801 | 795 | 789 | 782 | 774 | 767 | 758 | 750 | 741 | 732 | 723 | 714 | 705 | 696 | 687 | 678 | 669 | 661 | 654 | 647 | 640 | 634 | 630 | 625 | 622 | 620 | 618 | 616
| 17 | 828 | 827 | 826 | 824 | 822 | 818 | 814 | 809 | 804 | 798 | 791 | 784 | 776 | 768 | 759 | 751 | 741 | 732 | 722 | 713 | 703 | 693 | 684 | 674 | 665 | 657 | 649 | 641 | 634 | 629 | 623 | 619 | 616 | 613 | 611 | 610
| 18 | 832 | 832 | 831 | 829 | 826 | 822 | 818 | 813 | 807 | 801 | 794 | 786 | 778 | 769 | 760 | 751 | 741 | 731 | 721 | 711 | 701 | 691 | 681 | 671 | 661 | 652 | 644 | 636 | 629 | 623 | 617 | 613 | 609 | 606 | 604 | 603
| 19 | 836 | 836 | 835 | 833 | 830 | 826 | 821 | 816 | 810 | 803 | 796 | 788 | 780 | 771 | 761 | 752 | 741 | 731 | 721 | 710 | 699 | 689 | 678 | 668 | 658 | 648 | 639 | 631 | 623 | 617 | 611 | 606 | 602 | 599 | 597 | 595
| 20 | 840 | 840 | 838 | 836 | 833 | 829 | 825 | 819 | 813 | 806 | 798 | 790 | 781 | 772 | 762 | 752 | 741 | 731 | 719 | 709 | 697 | 686 | 675 | 664 | 654 | 644 | 634 | 626 | 618 | 611 | 605 | 600 | 596 | 592 | 590 | 588
| 21 | 844 | 844 | 842 | 840 | 837 | 833 | 828 | 822 | 815 | 808 | 800 | 792 | 783 | 773 | 763 | 752 | 741 | 730 | 719 | 707 | 695 | 684 | 672 | 661 | 650 | 639 | 629 | 620 | 612 | 605 | 599 | 594 | 589 | 585 | 583 | 581
| 22 | 848 | 847 | 846 | 843 | 840 | 836 | 831 | 825 | 818 | 811 | 802 | 793 | 784 | 774 | 763 | 752 | 741 | 729 | 717 | 705 | 693 | 681 | 669 | 657 | 646 | 635 | 625 | 615 | 607 | 599 | 593 | 587 | 582 | 578 | 576 | 574
| 23 | 851 | 851 | 849 | 847 | 843 | 839 | 834 | 828 | 821 | 813 | 804 | 795 | 785 | 775 | 764 | 753 | 741 | 729 | 716 | 704 | 691 | 679 | 666 | 654 | 642 | 631 | 620 | 610 | 601 | 593 | 586 | 581 | 575 | 572 | 569 | 568
| 24 | 854 | 854 | 852 | 850 | 846 | 842 | 836 | 830 | 823 | 815 | 806 | 797 | 786 | 775 | 764 | 752 | 740 | 728 | 715 | 702 | 689 | 676 | 663 | 651 | 638 | 627 | 615 | 605 | 596 | 587 | 580 | 574 | 569 | 565 | 562 | 561
| 25 | 857 | 857 | 855 | 853 | 849 | 844 | 839 | 832 | 825 | 817 | 807 | 798 | 787 | 776 | 765 | 752 | 740 | 727 | 714 | 701 | 687 | 674 | 661 | 647 | 635 | 622 | 611 | 600 | 590 | 582 | 574 | 568 | 562 | 558 | 555 | 554
| 26 | 860 | 860 | 858 | 855 | 852 | 847 | 841 | 834 | 827 | 818 | 809 | 799 | 788 | 777 | 765 | 752 | 739 | 726 | 713 | 699 | 685 | 671 | 657 | 644 | 631 | 618 | 606 | 595 | 585 | 576 | 568 | 561 | 556 | 552 | 548 | 547
| 27 | 863 | 862 | 861 | 858 | 854 | 849 | 843 | 836 | 828 | 820 | 810 | 800 | 789 | 777 | 765 | 752 | 739 | 725 | 711 | 697 | 683 | 669 | 655 | 641 | 627 | 614 | 601 | 590 | 579 | 570 | 562 | 555 | 549 | 545 | 542 | 540
| 28 | 865 | 865 | 863 | 860 | 856 | 851 | 845 | 838 | 830 | 821 | 811 | 801 | 789 | 777 | 765 | 752 | 738 | 724 | 710 | 695 | 681 | 666 | 652 | 637 | 623 | 610 | 597 | 585 | 574 | 564 | 556 | 548 | 543 | 538 | 535 | 533
| 29 | 868 | 867 | 865 | 862 | 858 | 853 | 847 | 840 | 831 | 822 | 812 | 801 | 790 | 777 | 764 | 751 | 737 | 723 | 708 | 693 | 678 | 663 | 649 | 634 | 619 | 606 | 592 | 580 | 568 | 558 | 550 | 542 | 536 | 531 | 528 | 526
| 30 | 870 | 869 | 867 | 864 | 860 | 855 | 849 | 841 | 833 | 823 | 813 | 802 | 790 | 777 | 764 | 750 | 736 | 722 | 707 | 691 | 676 | 661 | 646 | 630 | 616 | 601 | 588 | 575 | 563 | 553 | 544 | 536 | 530 | 525 | 521 | 519
| 31 | 872 | 871 | 869 | 866 | 862 | 857 | 850 | 842 | 834 | 824 | 814 | 802 | 790 | 777 | 764 | 750 | 735 | 720 | 705 | 689 | 674 | 658 | 642 | 627 | 612 | 597 | 583 | 570 | 558 | 547 | 538 | 530 | 523 | 518 | 514 | 512
| 32 | 873 | 873 | 871 | 868 | 863 | 858 | 851 | 844 | 835 | 825 | 814 | 803 | 790 | 777 | 763 | 749 | 734 | 719 | 703 | 687 | 671 | 655 | 639 | 624 | 608 | 593 | 579 | 565 | 553 | 541 | 532 | 523 | 517 | 512 | 508 | 505
| 33 | 875 | 874 | 872 | 869 | 865 | 859 | 852 | 844 | 835 | 825 | 814 | 803 | 790 | 776 | 762 | 748 | 733 | 717 | 701 | 685 | 669 | 653 | 636 | 620 | 604 | 589 | 574 | 560 | 547 | 536 | 526 | 517 | 510 | 505 | 501 | 498
| 34 | 876 | 875 | 873 | 870 | 866 | 860 | 853 | 845 | 836 | 826 | 815 | 802 | 790 | 776 | 762 | 747 | 731 | 715 | 699 | 683 | 666 | 650 | 633 | 617 | 601 | 585 | 570 | 556 | 542 | 530 | 520 | 511 | 504 | 498 | 494 | 492
| 35 | 877 | 876 | 875 | 871 | 867 | 861 | 854 | 846 | 836 | 826 | 815 | 802 | 789 | 775 | 761 | 746 | 730 | 714 | 697 | 681 | 664 | 647 | 630 | 613 | 597 | 581 | 565 | 551 | 537 | 525 | 514 | 505 | 498 | 492 | 488 | 485
| 36 | 878 | 877 | 875 | 872 | 868 | 862 | 855 | 846 | 837 | 826 | 814 | 802 | 789 | 774 | 760 | 744 | 728 | 712 | 695 | 678 | 661 | 644 | 627 | 610 | 593 | 577 | 561 | 546 | 532 | 519 | 508 | 499 | 491 | 485 | 481 | 479
| 37 | 879 | 878 | 876 | 873 | 868 | 862 | 855 | 846 | 837 | 826 | 814 | 801 | 788 | 773 | 758 | 743 | 727 | 710 | 693 | 676 | 658 | 641 | 623 | 606 | 589 | 573 | 557 | 541 | 527 | 514 | 502 | 493 | 485 | 479 | 475 | 472
| 38 | 879 | 879 | 877 | 873 | 868 | 862 | 855 | 846 | 837 | 826 | 814 | 801 | 787 | 772 | 757 | 741 | 725 | 708 | 691 | 673 | 655 | 638 | 620 | 602 | 585 | 569 | 552 | 537 | 522 | 509 | 497 | 487 | 479 | 472 | 468 | 466
| 39 | 880 | 879 | 877 | 873 | 869 | 862 | 855 | 846 | 836 | 825 | 813 | 800 | 786 | 771 | 756 | 739 | 723 | 706 | 688 | 670 | 652 | 634 | 616 | 599 | 581 | 564 | 548 | 532 | 517 | 503 | 491 | 481 | 473 | 466 | 462 | 459
| 40 | 880 | 879 | 877 | 873 | 869 | 862 | 855 | 846 | 836 | 825 | 812 | 799 | 785 | 770 | 754 | 738 | 721 | 703 | 686 | 668 | 650 | 631 | 613 | 595 | 578 | 560 | 544 | 528 | 512 | 498 | 485 | 475 | 466 | 460 | 455 | 453
| 41 | 880 | 879 | 877 | 873 | 868 | 862 | 854 | 845 | 835 | 824 | 811 | 798 | 783 | 768 | 752 | 736 | 719 | 701 | 683 | 665 | 646 | 628 | 610 | 591 | 573 | 556 | 539 | 523 | 507 | 493 | 480 | 469 | 460 | 453 | 448 | 446
| 42 | 879 | 879 | 877 | 873 | 868 | 862 | 854 | 845 | 834 | 823 | 810 | 797 | 782 | 767 | 750 | 734 | 716 | 698 | 680 | 662 | 643 | 625 | 606 | 588 | 570 | 552 | 535 | 518 | 503 | 488 | 475 | 463 | 454 | 447 | 442 | 439
| 43 | 879 | 878 | 876 | 872 | 867 | 861 | 853 | 844 | 833 | 822 | 809 | 795 | 780 | 765 | 748 | 731 | 714 | 696 | 677 | 659 | 640 | 621 | 602 | 584 | 565 | 548 | 530 | 514 | 498 | 483 | 469 | 458 | 449 | 441 | 436 | 433
| 44 | 878 | 878 | 875 | 872 | 867 | 860 | 852 | 843 | 832 | 820 | 807 | 793 | 778 | 763 | 746 | 729 | 711 | 693 | 674 | 656 | 637 | 618 | 599 | 580 | 561 | 543 | 526 | 509 | 493 | 478 | 464 | 452 | 443 | 435 | 430 | 426
| 45 | 877 | 877 | 874 | 871 | 866 | 859 | 851 | 842 | 831 | 819 | 806 | 792 | 777 | 761 | 744 | 727 | 709 | 690 | 671 | 652 | 633 | 614 | 595 | 576 | 557 | 539 | 522 | 504 | 488 | 473 | 459 | 447 | 437 | 429 | 424 | 420
| 46 | 876 | 876 | 873 | 870 | 864 | 858 | 850 | 840 | 829 | 817 | 804 | 790 | 774 | 758 | 741 | 724 | 706 | 687 | 668 | 649 | 630 | 610 | 591 | 572 | 553 | 535 | 517 | 500 | 484 | 468 | 454 | 441 | 431 | 423 | 418 | 414
| 47 | 875 | 874 | 872 | 868 | 863 | 856 | 848 | 838 | 828 | 815 | 802 | 788 | 772 | 756 | 739 | 721 | 703 | 684 | 665 | 646 | 626 | 607 | 587 | 568 | 549 | 530 | 513 | 495 | 479 | 463 | 449 | 436 | 425 | 418 | 412 | 408
| 48 | 874 | 873 | 870 | 867 | 861 | 855 | 846 | 837 | 826 | 813 | 800 | 785 | 770 | 753 | 736 | 718 | 700 | 681 | 662 | 642 | 623 | 603 | 583 | 564 | 545 | 526 | 508 | 491 | 474 | 458 | 444 | 431 | 420 | 412 | 406 | 402
| 49 | 872 | 871 | 869 | 865 | 860 | 853 | 844 | 835 | 824 | 811 | 798 | 783 | 767 | 751 | 733 | 715 | 697 | 678 | 658 | 639 | 619 | 599 | 579 | 560 | 540 | 522 | 504 | 486 | 469 | 453 | 439 | 426 | 415 | 406 | 400 | 397
| 50 | 870 | 869 | 867 | 863 | 858 | 851 | 842 | 833 | 821 | 809 | 795 | 780 | 765 | 748 | 730 | 712 | 694 | 674 | 655 | 635 | 615 | 595 | 575 | 555 | 536 | 517 | 499 | 481 | 465 | 449 | 434 | 421 | 410 | 401 | 394 | 391
| 51 | 868 | 867 | 865 | 861 | 855 | 849 | 840 | 830 | 819 | 806 | 792 | 778 | 762 | 745 | 727 | 709 | 690 | 671 | 651 | 631 | 611 | 591 | 571 | 551 | 532 | 513 | 494 | 477 | 460 | 444 | 429 | 416 | 404 | 395 | 389 | 385
| 52 | 866 | 865 | 862 | 859 | 853 | 846 | 838 | 828 | 816 | 804 | 790 | 775 | 759 | 742 | 724 | 706 | 687 | 667 | 648 | 627 | 607 | 587 | 567 | 547 | 527 | 508 | 490 | 472 | 455 | 439 | 424 | 411 | 399 | 390 | 383 | 380
| 53 | 863 | 862 | 860 | 856 | 851 | 844 | 835 | 825 | 814 | 801 | 787 | 772 | 756 | 739 | 721 | 702 | 683 | 664 | 644 | 624 | 603 | 583 | 563 | 543 | 523 | 504 | 485 | 467 | 450 | 434 | 419 | 406 | 394 | 385 | 378 | 374
| 54 | 860 | 860 | 857 | 853 | 848 | 841 | 832 | 822 | 811 | 798 | 784 | 768 | 752 | 735 | 717 | 699 | 679 | 660 | 640 | 620 | 599 | 579 | 558 | 538 | 518 | 499 | 481 | 463 | 446 | 429 | 414 | 401 | 389 | 380 | 373 | 369
| 55 | 858 | 857 | 854 | 850 | 845 | 838 | 829 | 819 | 807 | 795 | 780 | 765 | 749 | 732 | 714 | 695 | 676 | 656 | 636 | 615 | 595 | 574 | 554 | 534 | 514 | 495 | 476 | 458 | 441 | 425 | 410 | 396 | 384 | 375 | 368 | 364
| 56 | 854 | 854 | 851 | 847 | 842 | 835 | 826 | 816 | 804 | 791 | 777 | 762 | 745 | 728 | 710 | 691 | 672 | 652 | 632 | 611 | 591 | 570 | 549 | 529 | 509 | 490 | 471 | 453 | 436 | 420 | 405 | 391 | 379 | 370 | 363 | 359
| 57 | 851 | 850 | 848 | 844 | 839 | 831 | 823 | 812 | 801 | 788 | 773 | 758 | 741 | 724 | 706 | 687 | 668 | 648 | 627 | 607 | 586 | 565 | 545 | 524 | 505 | 485 | 466 | 448 | 431 | 415 | 400 | 386 | 374 | 365 | 358 | 354
| 58 | 848 | 847 | 844 | 840 | 835 | 828 | 819 | 809 | 797 | 784 | 770 | 754 | 738 | 720 | 702 | 683 | 663 | 644 | 623 | 603 | 582 | 561 | 540 | 520 | 500 | 480 | 462 | 444 | 426 | 410 | 395 | 381 | 370 | 360 | 353 | 349
| 59 | 844 | 843 | 841 | 837 | 831 | 824 | 815 | 805 | 793 | 780 | 766 | 750 | 734 | 716 | 698 | 679 | 659 | 639 | 619 | 598 | 577 | 556 | 536 | 515 | 495 | 476 | 457 | 439 | 422 | 405 | 390 | 377 | 365 | 355 | 348 | 344
| 60 | 840 | 839 | 837 | 833 | 827 | 820 | 811 | 801 | 789 | 776 | 762 | 746 | 729 | 712 | 693 | 675 | 655 | 635 | 614 | 593 | 573 | 552 | 531 | 511 | 490 | 471 | 452 | 434 | 417 | 401 | 386 | 372 | 360 | 350 | 343 | 339
| 61 | 836 | 835 | 833 | 829 | 823 | 816 | 807 | 797 | 785 | 772 | 757 | 742 | 725 | 708 | 689 | 670 | 650 | 630 | 610 | 589 | 568 | 547 | 526 | 506 | 486 | 466 | 447 | 429 | 412 | 396 | 381 | 367 | 355 | 346 | 339 | 334
| 62 | 832 | 831 | 829 | 825 | 819 | 812 | 803 | 793 | 781 | 768 | 753 | 737 | 721 | 703 | 685 | 665 | 646 | 625 | 605 | 584 | 563 | 542 | 521 | 501 | 481 | 461 | 442 | 424 | 407 | 391 | 376 | 362 | 351 | 341 | 334 | 330
| 63 | 827 | 826 | 824 | 820 | 815 | 807 | 799 | 788 | 776 | 763 | 749 | 733 | 716 | 698 | 680 | 661 | 641 | 621 | 600 | 579 | 558 | 537 | 517 | 496 | 476 | 456 | 438 | 420 | 403 | 386 | 371 | 358 | 346 | 336 | 329 | 325
| 64 | 823 | 822 | 820 | 816 | 810 | 803 | 794 | 783 | 772 | 758 | 744 | 728 | 711 | 694 | 675 | 656 | 636 | 616 | 595 | 574 | 553 | 532 | 512 | 491 | 471 | 452 | 433 | 415 | 398 | 382 | 367 | 353 | 341 | 332 | 325 | 320
| 65 | 818 | 817 | 815 | 811 | 805 | 798 | 789 | 779 | 767 | 753 | 739 | 723 | 706 | 689 | 670 | 651 | 631 | 611 | 590 | 570 | 548 | 527 | 507 | 486 | 466 | 447 | 428 | 410 | 393 | 377 | 362 | 349 | 337 | 327 | 320 | 316
| 66 | 813 | 812 | 810 | 806 | 800 | 793 | 784 | 774 | 762 | 748 | 734 | 718 | 701 | 684 | 665 | 646 | 626 | 606 | 585 | 564 | 544 | 522 | 502 | 481 | 461 | 442 | 423 | 405 | 388 | 372 | 357 | 344 | 332 | 323 | 316 | 312
| 67 | 808 | 807 | 804 | 800 | 795 | 788 | 779 | 769 | 757 | 743 | 729 | 713 | 696 | 678 | 660 | 641 | 621 | 601 | 580 | 559 | 538 | 517 | 496 | 476 | 456 | 437 | 418 | 400 | 383 | 367 | 352 | 339 | 328 | 318 | 311 | 307
| 68 | 802 | 801 | 799 | 795 | 790 | 782 | 774 | 763 | 752 | 738 | 724 | 708 | 691 | 673 | 655 | 636 | 616 | 596 | 575 | 554 | 533 | 512 | 491 | 471 | 451 | 432 | 413 | 395 | 378 | 363 | 348 | 335 | 323 | 314 | 307 | 303
| 69 | 797 | 796 | 793 | 790 | 784 | 777 | 768 | 758 | 746 | 733 | 718 | 703 | 686 | 668 | 649 | 630 | 611 | 590 | 570 | 549 | 528 | 507 | 486 | 466 | 446 | 426 | 408 | 390 | 373 | 358 | 343 | 330 | 319 | 309 | 302 | 298
| 70 | 791 | 790 | 788 | 784 | 778 | 771 | 762 | 752 | 740 | 727 | 712 | 697 | 680 | 663 | 644 | 625 | 605 | 585 | 564 | 543 | 523 | 502 | 481 | 461 | 441 | 422 | 403 | 385 | 369 | 353 | 338 | 325 | 314 | 305 | 298 | 294
| 71 | 785 | 784 | 782 | 778 | 772 | 765 | 757 | 746 | 734 | 721 | 707 | 691 | 674 | 656 | 638 | 619 | 600 | 579 | 559 | 538 | 517 | 496 | 476 | 456 | 436 | 416 | 398 | 380 | 364 | 348 | 334 | 321 | 310 | 301 | 294 | 290
| 72 | 779 | 778 | 776 | 772 | 766 | 759 | 751 | 740 | 729 | 715 | 701 | 685 | 668 | 651 | 632 | 614 | 594 | 574 | 553 | 533 | 512 | 491 | 470 | 450 | 430 | 411 | 393 | 375 | 359 | 343 | 329 | 316 | 305 | 296 | 290 | 285
| 73 | 772 | 772 | 769 | 765 | 760 | 753 | 744 | 734 | 723 | 710 | 695 | 679 | 663 | 645 | 627 | 608 | 588 | 568 | 548 | 527 | 506 | 486 | 465 | 445 | 425 | 406 | 388 | 370 | 354 | 339 | 324 | 312 | 301 | 292 | 285 | 281
| 74 | 766 | 765 | 763 | 759 | 754 | 747 | 738 | 728 | 716 | 703 | 689 | 673 | 657 | 639 | 621 | 602 | 582 | 562 | 542 | 521 | 501 | 480 | 460 | 440 | 420 | 401 | 383 | 366 | 349 | 334 | 320 | 307 | 296 | 287 | 281 | 277
| 75 | 759 | 758 | 756 | 753 | 747 | 740 | 732 | 721 | 710 | 697 | 682 | 667 | 651 | 634 | 615 | 596 | 577 | 557 | 536 | 516 | 495 | 475 | 454 | 434 | 415 | 396 | 378 | 361 | 344 | 329 | 315 | 303 | 292 | 283 | 276 | 272
| 76 | 752 | 752 | 749 | 746 | 740 | 733 | 725 | 715 | 703 | 690 | 676 | 661 | 644 | 627 | 609 | 590 | 571 | 551 | 530 | 510 | 490 | 469 | 449 | 429 | 410 | 391 | 373 | 356 | 339 | 324 | 311 | 298 | 288 | 279 | 273 | 268
| 77 | 745 | 745 | 742 | 739 | 733 | 727 | 718 | 708 | 697 | 684 | 670 | 654 | 638 | 621 | 602 | 583 | 565 | 545 | 525 | 504 | 484 | 464 | 443 | 424 | 404 | 386 | 368 | 351 | 335 | 320 | 306 | 294 | 283 | 275 | 268 | 264
| 78 | 738 | 737 | 735 | 732 | 726 | 720 | 711 | 701 | 690 | 677 | 663 | 648 | 632 | 614 | 596 | 578 | 558 | 539 | 519 | 498 | 478 | 458 | 438 | 418 | 399 | 381 | 363 | 346 | 330 | 315 | 301 | 289 | 279 | 270 | 264 | 260
| 79 | 731 | 730 | 728 | 724 | 719 | 712 | 704 | 694 | 683 | 670 | 656 | 641 | 625 | 608 | 590 | 571 | 552 | 532 | 513 | 493 | 472 | 452 | 432 | 413 | 394 | 375 | 358 | 341 | 325 | 310 | 297 | 285 | 275 | 266 | 260 | 256
| 80 | 723 | 723 | 720 | 717 | 712 | 705 | 697 | 687 | 676 | 663 | 649 | 634 | 618 | 601 | 584 | 565 | 546 | 526 | 506 | 487 | 467 | 446 | 426 | 407 | 389 | 370 | 352 | 336 | 320 | 306 | 292 | 281 | 270 | 262 | 256 | 252
| 81 | 716 | 715 | 713 | 709 | 704 | 698 | 689 | 680 | 669 | 656 | 642 | 627 | 611 | 594 | 577 | 559 | 540 | 520 | 501 | 480 | 461 | 441 | 421 | 402 | 383 | 365 | 348 | 331 | 315 | 301 | 288 | 276 | 266 | 258 | 252 | 248
| 82 | 708 | 707 | 705 | 701 | 696 | 690 | 682 | 673 | 661 | 649 | 635 | 620 | 604 | 588 | 570 | 552 | 532 | 514 | 495 | 475 | 455 | 435 | 416 | 396 | 378 | 360 | 342 | 326 | 311 | 296 | 283 | 272 | 262 | 254 | 248 | 244
| 83 | 700 | 699 | 697 | 694 | 689 | 682 | 674 | 665 | 654 | 641 | 628 | 613 | 598 | 581 | 563 | 545 | 526 | 507 | 488 | 469 | 449 | 429 | 410 | 391 | 372 | 354 | 337 | 321 | 306 | 292 | 279 | 268 | 257 | 249 | 243 | 240
| 84 | 692 | 691 | 689 | 686 | 681 | 674 | 667 | 657 | 646 | 634 | 620 | 606 | 590 | 574 | 557 | 539 | 520 | 501 | 482 | 463 | 443 | 424 | 404 | 385 | 367 | 349 | 332 | 316 | 301 | 287 | 275 | 263 | 253 | 245 | 240 | 236
| 85 | 683 | 683 | 681 | 677 | 672 | 666 | 658 | 649 | 638 | 626 | 613 | 599 | 583 | 567 | 550 | 532 | 514 | 495 | 476 | 456 | 437 | 418 | 399 | 379 | 362 | 344 | 327 | 311 | 296 | 283 | 270 | 259 | 249 | 241 | 236 | 232
| 86 | 675 | 674 | 672 | 669 | 664 | 658 | 650 | 641 | 631 | 619 | 606 | 591 | 576 | 560 | 543 | 525 | 508 | 489 | 469 | 450 | 431 | 412 | 393 | 374 | 356 | 339 | 322 | 306 | 292 | 278 | 265 | 255 | 245 | 237 | 232 | 228
| 87 | 666 | 665 | 664 | 660 | 656 | 650 | 642 | 633 | 623 | 611 | 598 | 584 | 569 | 552 | 536 | 518 | 500 | 483 | 463 | 444 | 425 | 406 | 387 | 369 | 351 | 334 | 317 | 302 | 287 | 274 | 261 | 250 | 241 | 233 | 227 | 224
| 88 | 658 | 657 | 655 | 652 | 647 | 641 | 634 | 625 | 615 | 603 | 590 | 576 | 561 | 545 | 529 | 511 | 493 | 475 | 456 | 438 | 419 | 400 | 381 | 363 | 346 | 328 | 312 | 297 | 282 | 269 | 257 | 246 | 237 | 229 | 224 | 220
| 89 | 648 | 648 | 646 | 643 | 638 | 633 | 625 | 617 | 606 | 595 | 582 | 568 | 553 | 538 | 521 | 505 | 487 | 468 | 450 | 431 | 413 | 394 | 376 | 358 | 340 | 323 | 307 | 292 | 278 | 265 | 252 | 242 | 233 | 225 | 220 | 216
| 90 | 639 | 639 | 637 | 634 | 630 | 624 | 617 | 608 | 598 | 587 | 574 | 561 | 546 | 530 | 514 | 497 | 480 | 462 | 444 | 425 | 406 | 388 | 370 | 352 | 335 | 318 | 302 | 287 | 273 | 260 | 248 | 238 | 229 | 221 | 216 | 213

## Zone-9E (hidden)
Inclination (variation from horizontal) | Orientation (variation from south)
| Slope | 0 | 5 | 10 | 15 | 20 | 25 | 30 | 35 | 40 | 45 | 50 | 55 | 60 | 65 | 70 | 75 | 80 | 85 | 90 | 95 | 100 | 105 | 110 | 115 | 120 | 125 | 130 | 135 | 140 | 145 | 150 | 155 | 160 | 165 | 170 | 175
| 0 | 742 | 742 | 742 | 742 | 742 | 742 | 742 | 742 | 742 | 742 | 742 | 742 | 742 | 742 | 742 | 742 | 742 | 742 | 742 | 742 | 742 | 742 | 742 | 742 | 742 | 742 | 742 | 742 | 742 | 742 | 742 | 742 | 742 | 742 | 742 | 742
| 1 | 748 | 748 | 748 | 748 | 748 | 748 | 747 | 747 | 747 | 746 | 746 | 745 | 745 | 744 | 744 | 743 | 742 | 742 | 741 | 740 | 740 | 739 | 738 | 738 | 737 | 737 | 736 | 736 | 735 | 735 | 735 | 734 | 734 | 734 | 734 | 734
| 2 | 756 | 756 | 755 | 755 | 755 | 754 | 754 | 753 | 752 | 751 | 750 | 749 | 748 | 747 | 746 | 745 | 743 | 742 | 741 | 740 | 738 | 737 | 736 | 735 | 733 | 732 | 731 | 730 | 729 | 729 | 728 | 727 | 727 | 726 | 726 | 726
| 3 | 763 | 763 | 762 | 762 | 762 | 761 | 760 | 759 | 758 | 756 | 755 | 753 | 752 | 750 | 748 | 746 | 745 | 743 | 741 | 739 | 737 | 735 | 733 | 731 | 730 | 728 | 726 | 725 | 724 | 722 | 721 | 720 | 720 | 719 | 719 | 718
| 4 | 770 | 770 | 769 | 769 | 768 | 767 | 766 | 765 | 763 | 761 | 759 | 757 | 755 | 753 | 751 | 748 | 746 | 743 | 740 | 738 | 735 | 733 | 730 | 728 | 726 | 723 | 721 | 719 | 718 | 716 | 715 | 713 | 712 | 712 | 711 | 711
| 5 | 777 | 777 | 776 | 775 | 775 | 773 | 772 | 770 | 768 | 766 | 764 | 761 | 759 | 756 | 753 | 750 | 747 | 744 | 740 | 737 | 734 | 731 | 728 | 725 | 722 | 719 | 716 | 714 | 712 | 710 | 708 | 706 | 705 | 704 | 703 | 703
| 6 | 783 | 783 | 783 | 782 | 781 | 779 | 778 | 776 | 773 | 771 | 768 | 765 | 762 | 758 | 755 | 751 | 748 | 744 | 740 | 736 | 732 | 728 | 725 | 721 | 718 | 714 | 711 | 708 | 706 | 703 | 701 | 699 | 698 | 696 | 696 | 695
| 7 | 790 | 790 | 789 | 788 | 787 | 785 | 783 | 781 | 778 | 775 | 772 | 769 | 765 | 761 | 757 | 753 | 748 | 744 | 740 | 735 | 731 | 726 | 722 | 718 | 714 | 710 | 706 | 703 | 699 | 697 | 694 | 692 | 690 | 689 | 688 | 687
| 8 | 796 | 796 | 796 | 795 | 793 | 791 | 789 | 786 | 783 | 780 | 776 | 772 | 768 | 764 | 759 | 754 | 749 | 744 | 739 | 734 | 729 | 724 | 719 | 714 | 709 | 705 | 701 | 697 | 693 | 690 | 687 | 685 | 683 | 681 | 680 | 679
| 9 | 803 | 802 | 802 | 801 | 799 | 797 | 794 | 791 | 788 | 784 | 780 | 776 | 771 | 766 | 761 | 755 | 750 | 744 | 739 | 733 | 727 | 722 | 716 | 711 | 705 | 700 | 696 | 691 | 687 | 684 | 680 | 678 | 676 | 674 | 672 | 672
| 10 | 809 | 809 | 808 | 806 | 805 | 802 | 800 | 796 | 793 | 788 | 784 | 779 | 774 | 768 | 763 | 757 | 751 | 744 | 738 | 732 | 725 | 719 | 713 | 707 | 701 | 696 | 690 | 686 | 681 | 677 | 674 | 671 | 668 | 666 | 665 | 664
| 11 | 815 | 815 | 814 | 812 | 810 | 808 | 805 | 801 | 797 | 793 | 788 | 782 | 777 | 771 | 764 | 758 | 751 | 744 | 738 | 731 | 724 | 717 | 710 | 703 | 697 | 691 | 685 | 680 | 675 | 671 | 667 | 664 | 661 | 659 | 657 | 656
| 12 | 821 | 820 | 819 | 818 | 816 | 813 | 810 | 806 | 801 | 797 | 791 | 785 | 779 | 773 | 766 | 759 | 752 | 744 | 737 | 729 | 722 | 714 | 707 | 700 | 693 | 686 | 680 | 674 | 669 | 664 | 660 | 657 | 654 | 652 | 650 | 649
| 13 | 826 | 826 | 825 | 823 | 821 | 818 | 814 | 810 | 806 | 800 | 795 | 789 | 782 | 775 | 768 | 760 | 752 | 744 | 736 | 728 | 720 | 712 | 704 | 696 | 689 | 682 | 675 | 669 | 663 | 658 | 654 | 650 | 647 | 645 | 643 | 642
| 14 | 832 | 831 | 830 | 828 | 826 | 823 | 819 | 815 | 810 | 804 | 798 | 792 | 784 | 777 | 769 | 761 | 753 | 744 | 736 | 727 | 718 | 710 | 701 | 693 | 685 | 677 | 670 | 663 | 657 | 652 | 647 | 643 | 640 | 637 | 636 | 634
| 15 | 837 | 837 | 835 | 834 | 831 | 828 | 824 | 819 | 814 | 808 | 801 | 794 | 787 | 779 | 771 | 762 | 753 | 744 | 735 | 726 | 716 | 707 | 698 | 689 | 681 | 673 | 665 | 658 | 651 | 645 | 641 | 636 | 633 | 630 | 628 | 627
| 16 | 842 | 842 | 840 | 838 | 836 | 832 | 828 | 823 | 817 | 811 | 804 | 797 | 789 | 781 | 772 | 763 | 754 | 744 | 734 | 724 | 715 | 705 | 695 | 686 | 677 | 668 | 660 | 652 | 645 | 639 | 634 | 630 | 626 | 623 | 621 | 620
| 17 | 847 | 846 | 845 | 843 | 840 | 837 | 832 | 827 | 821 | 815 | 807 | 800 | 791 | 783 | 773 | 764 | 754 | 744 | 734 | 723 | 713 | 702 | 692 | 682 | 672 | 663 | 655 | 647 | 639 | 633 | 628 | 623 | 619 | 616 | 614 | 613
| 18 | 852 | 851 | 850 | 848 | 845 | 841 | 836 | 831 | 825 | 818 | 810 | 802 | 793 | 784 | 775 | 764 | 754 | 743 | 733 | 722 | 711 | 700 | 689 | 679 | 669 | 659 | 650 | 641 | 634 | 627 | 621 | 616 | 612 | 609 | 607 | 605
| 19 | 856 | 856 | 854 | 852 | 849 | 845 | 840 | 834 | 828 | 821 | 813 | 804 | 795 | 786 | 776 | 765 | 754 | 743 | 732 | 721 | 709 | 698 | 686 | 675 | 665 | 654 | 645 | 636 | 628 | 621 | 615 | 610 | 606 | 602 | 600 | 598
| 20 | 861 | 860 | 859 | 856 | 853 | 849 | 844 | 838 | 831 | 824 | 815 | 807 | 797 | 787 | 777 | 766 | 754 | 743 | 731 | 719 | 707 | 695 | 683 | 672 | 661 | 650 | 640 | 630 | 622 | 615 | 608 | 603 | 599 | 595 | 592 | 591
| 21 | 865 | 864 | 863 | 860 | 857 | 853 | 847 | 841 | 834 | 826 | 818 | 809 | 799 | 788 | 778 | 766 | 754 | 742 | 730 | 718 | 705 | 693 | 680 | 668 | 657 | 645 | 635 | 625 | 616 | 609 | 602 | 597 | 592 | 588 | 585 | 583
| 22 | 869 | 868 | 867 | 864 | 861 | 856 | 851 | 844 | 837 | 829 | 820 | 811 | 800 | 790 | 778 | 766 | 754 | 742 | 729 | 716 | 703 | 690 | 678 | 665 | 653 | 641 | 630 | 620 | 611 | 603 | 596 | 590 | 585 | 581 | 578 | 576
| 23 | 873 | 872 | 870 | 868 | 864 | 860 | 854 | 847 | 840 | 831 | 822 | 812 | 802 | 791 | 779 | 767 | 754 | 741 | 728 | 715 | 701 | 688 | 675 | 662 | 649 | 637 | 625 | 615 | 605 | 597 | 589 | 583 | 578 | 574 | 571 | 569
| 24 | 876 | 876 | 874 | 871 | 868 | 863 | 857 | 850 | 842 | 834 | 824 | 814 | 803 | 792 | 779 | 767 | 754 | 740 | 727 | 713 | 699 | 686 | 672 | 658 | 645 | 632 | 620 | 609 | 599 | 591 | 583 | 577 | 571 | 567 | 564 | 562
| 25 | 880 | 879 | 877 | 875 | 871 | 866 | 860 | 853 | 845 | 836 | 826 | 815 | 804 | 792 | 780 | 767 | 754 | 740 | 726 | 712 | 697 | 683 | 669 | 655 | 641 | 628 | 616 | 604 | 594 | 585 | 577 | 570 | 564 | 560 | 557 | 555
| 26 | 883 | 882 | 881 | 878 | 874 | 869 | 862 | 855 | 847 | 838 | 828 | 817 | 805 | 793 | 780 | 767 | 753 | 739 | 724 | 710 | 695 | 680 | 666 | 651 | 637 | 624 | 611 | 599 | 588 | 579 | 571 | 563 | 558 | 553 | 550 | 548
| 27 | 886 | 885 | 884 | 881 | 876 | 871 | 865 | 857 | 849 | 840 | 829 | 818 | 806 | 794 | 780 | 767 | 753 | 738 | 723 | 708 | 693 | 678 | 663 | 648 | 633 | 620 | 606 | 594 | 583 | 573 | 564 | 557 | 551 | 546 | 543 | 541
| 28 | 889 | 888 | 886 | 883 | 879 | 874 | 867 | 860 | 851 | 841 | 830 | 819 | 807 | 794 | 781 | 767 | 752 | 737 | 722 | 706 | 691 | 675 | 660 | 645 | 630 | 615 | 602 | 589 | 577 | 567 | 558 | 550 | 544 | 539 | 536 | 534
| 29 | 891 | 891 | 889 | 886 | 882 | 876 | 869 | 861 | 853 | 843 | 832 | 820 | 808 | 794 | 781 | 766 | 751 | 736 | 720 | 704 | 689 | 673 | 657 | 641 | 626 | 611 | 597 | 584 | 572 | 561 | 552 | 544 | 538 | 533 | 529 | 527
| 30 | 894 | 893 | 891 | 888 | 884 | 878 | 871 | 863 | 854 | 844 | 833 | 821 | 808 | 795 | 780 | 766 | 750 | 735 | 719 | 703 | 686 | 670 | 654 | 638 | 622 | 607 | 592 | 579 | 566 | 555 | 546 | 538 | 531 | 526 | 522 | 520
| 31 | 896 | 895 | 894 | 890 | 886 | 880 | 873 | 865 | 855 | 845 | 834 | 822 | 808 | 795 | 780 | 765 | 750 | 733 | 717 | 701 | 684 | 667 | 651 | 634 | 618 | 603 | 588 | 574 | 561 | 550 | 540 | 531 | 524 | 519 | 515 | 512
| 32 | 898 | 898 | 896 | 892 | 888 | 882 | 875 | 866 | 857 | 846 | 834 | 822 | 809 | 795 | 780 | 764 | 748 | 732 | 716 | 699 | 682 | 665 | 648 | 631 | 615 | 599 | 583 | 569 | 556 | 544 | 534 | 525 | 518 | 512 | 508 | 505
| 33 | 900 | 899 | 897 | 894 | 889 | 883 | 876 | 867 | 858 | 847 | 835 | 822 | 809 | 794 | 779 | 763 | 747 | 731 | 714 | 697 | 679 | 662 | 644 | 627 | 611 | 594 | 579 | 564 | 550 | 538 | 528 | 519 | 511 | 506 | 501 | 499
| 34 | 902 | 901 | 899 | 895 | 891 | 884 | 877 | 868 | 858 | 847 | 835 | 822 | 809 | 794 | 778 | 763 | 746 | 729 | 712 | 694 | 677 | 659 | 641 | 624 | 607 | 590 | 574 | 559 | 545 | 533 | 522 | 512 | 505 | 499 | 495 | 492
| 35 | 903 | 902 | 900 | 897 | 892 | 886 | 878 | 869 | 859 | 848 | 836 | 822 | 808 | 793 | 778 | 762 | 745 | 727 | 710 | 692 | 674 | 656 | 638 | 620 | 603 | 586 | 570 | 554 | 540 | 527 | 516 | 506 | 499 | 493 | 488 | 486
| 36 | 904 | 904 | 901 | 898 | 893 | 887 | 879 | 870 | 860 | 848 | 836 | 822 | 808 | 793 | 777 | 760 | 743 | 726 | 708 | 690 | 671 | 653 | 635 | 617 | 599 | 582 | 566 | 550 | 535 | 521 | 510 | 500 | 492 | 486 | 482 | 479
| 37 | 905 | 905 | 902 | 899 | 894 | 887 | 880 | 870 | 860 | 848 | 836 | 822 | 807 | 792 | 776 | 759 | 742 | 724 | 706 | 687 | 669 | 650 | 632 | 613 | 595 | 578 | 561 | 545 | 530 | 516 | 504 | 494 | 486 | 479 | 475 | 473
| 38 | 906 | 905 | 903 | 900 | 894 | 888 | 880 | 871 | 860 | 848 | 835 | 821 | 807 | 791 | 775 | 757 | 740 | 722 | 703 | 685 | 666 | 647 | 628 | 610 | 592 | 574 | 557 | 540 | 525 | 511 | 498 | 488 | 480 | 473 | 469 | 466
| 39 | 907 | 906 | 904 | 900 | 895 | 888 | 880 | 871 | 860 | 848 | 835 | 821 | 806 | 790 | 773 | 756 | 738 | 720 | 701 | 682 | 663 | 644 | 625 | 606 | 588 | 570 | 552 | 536 | 520 | 505 | 493 | 482 | 473 | 466 | 462 | 460
| 40 | 907 | 906 | 904 | 900 | 895 | 888 | 880 | 871 | 860 | 848 | 834 | 820 | 805 | 789 | 772 | 754 | 736 | 717 | 699 | 679 | 660 | 641 | 621 | 602 | 584 | 566 | 548 | 531 | 515 | 500 | 487 | 476 | 467 | 460 | 455 | 453
| 41 | 907 | 907 | 904 | 900 | 895 | 888 | 880 | 870 | 859 | 847 | 834 | 819 | 804 | 787 | 770 | 752 | 734 | 715 | 696 | 677 | 657 | 637 | 618 | 599 | 580 | 561 | 544 | 527 | 510 | 495 | 482 | 470 | 461 | 454 | 449 | 446
| 42 | 907 | 907 | 904 | 900 | 895 | 888 | 880 | 870 | 859 | 846 | 833 | 818 | 802 | 786 | 768 | 750 | 732 | 713 | 693 | 674 | 654 | 634 | 614 | 595 | 576 | 557 | 539 | 522 | 506 | 490 | 476 | 465 | 455 | 448 | 442 | 440
| 43 | 907 | 906 | 904 | 900 | 895 | 888 | 879 | 869 | 858 | 845 | 831 | 817 | 801 | 784 | 766 | 748 | 729 | 710 | 691 | 671 | 651 | 631 | 611 | 591 | 572 | 553 | 535 | 517 | 501 | 485 | 471 | 459 | 449 | 442 | 436 | 433
| 44 | 907 | 906 | 903 | 900 | 894 | 887 | 878 | 868 | 857 | 844 | 830 | 815 | 799 | 782 | 764 | 746 | 727 | 708 | 688 | 668 | 647 | 627 | 607 | 587 | 568 | 549 | 530 | 513 | 496 | 480 | 466 | 453 | 443 | 436 | 430 | 426
| 45 | 906 | 905 | 903 | 899 | 893 | 886 | 877 | 867 | 856 | 843 | 829 | 813 | 797 | 780 | 762 | 744 | 724 | 705 | 685 | 664 | 644 | 624 | 603 | 583 | 564 | 544 | 526 | 508 | 491 | 475 | 460 | 448 | 438 | 430 | 424 | 421
| 46 | 905 | 904 | 902 | 898 | 892 | 885 | 876 | 866 | 854 | 841 | 827 | 812 | 795 | 778 | 760 | 741 | 722 | 702 | 682 | 661 | 641 | 620 | 599 | 579 | 559 | 540 | 521 | 504 | 486 | 470 | 455 | 442 | 432 | 424 | 418 | 415
| 47 | 904 | 903 | 901 | 897 | 891 | 884 | 875 | 865 | 853 | 840 | 825 | 810 | 793 | 776 | 757 | 738 | 719 | 699 | 679 | 658 | 637 | 616 | 596 | 575 | 555 | 536 | 517 | 499 | 482 | 465 | 450 | 437 | 426 | 418 | 412 | 409
| 48 | 903 | 902 | 899 | 895 | 890 | 882 | 873 | 863 | 851 | 838 | 823 | 808 | 791 | 773 | 755 | 736 | 716 | 696 | 675 | 654 | 633 | 613 | 592 | 571 | 551 | 531 | 512 | 494 | 477 | 461 | 445 | 432 | 421 | 412 | 406 | 403
| 49 | 901 | 900 | 898 | 894 | 888 | 881 | 872 | 861 | 849 | 836 | 821 | 805 | 788 | 771 | 752 | 733 | 713 | 693 | 672 | 651 | 630 | 609 | 588 | 567 | 547 | 527 | 508 | 490 | 472 | 456 | 440 | 427 | 415 | 407 | 401 | 397
| 50 | 900 | 899 | 896 | 892 | 886 | 879 | 870 | 859 | 847 | 833 | 819 | 803 | 786 | 768 | 749 | 730 | 710 | 689 | 668 | 647 | 626 | 605 | 584 | 563 | 542 | 523 | 503 | 485 | 467 | 451 | 436 | 422 | 410 | 401 | 395 | 391
| 51 | 898 | 897 | 894 | 890 | 884 | 877 | 868 | 857 | 845 | 831 | 816 | 800 | 783 | 765 | 746 | 727 | 706 | 686 | 665 | 643 | 622 | 601 | 579 | 559 | 538 | 518 | 499 | 480 | 463 | 446 | 431 | 417 | 405 | 396 | 389 | 385
| 52 | 895 | 895 | 892 | 888 | 882 | 874 | 865 | 854 | 842 | 828 | 813 | 797 | 780 | 762 | 743 | 723 | 703 | 682 | 661 | 640 | 618 | 597 | 575 | 554 | 534 | 514 | 494 | 476 | 458 | 441 | 426 | 412 | 400 | 391 | 384 | 380
| 53 | 893 | 892 | 890 | 886 | 880 | 872 | 863 | 852 | 840 | 826 | 811 | 794 | 777 | 759 | 740 | 720 | 699 | 679 | 657 | 636 | 614 | 592 | 571 | 550 | 529 | 509 | 490 | 471 | 453 | 436 | 421 | 407 | 395 | 386 | 379 | 375
| 54 | 891 | 890 | 887 | 883 | 877 | 869 | 860 | 849 | 837 | 823 | 808 | 791 | 774 | 755 | 736 | 716 | 696 | 675 | 653 | 632 | 610 | 588 | 567 | 545 | 525 | 504 | 485 | 466 | 449 | 432 | 416 | 402 | 390 | 381 | 374 | 369
| 55 | 888 | 887 | 884 | 880 | 874 | 867 | 857 | 846 | 834 | 820 | 804 | 788 | 770 | 752 | 733 | 713 | 692 | 671 | 649 | 628 | 606 | 584 | 562 | 541 | 520 | 500 | 480 | 462 | 444 | 427 | 411 | 397 | 385 | 376 | 369 | 364
| 56 | 885 | 884 | 882 | 877 | 871 | 864 | 854 | 843 | 830 | 816 | 801 | 784 | 767 | 748 | 729 | 709 | 688 | 667 | 645 | 623 | 601 | 580 | 558 | 536 | 515 | 495 | 476 | 457 | 439 | 422 | 406 | 392 | 380 | 370 | 363 | 359
| 57 | 882 | 881 | 878 | 874 | 868 | 860 | 851 | 840 | 827 | 813 | 798 | 781 | 763 | 745 | 725 | 705 | 684 | 663 | 641 | 619 | 597 | 575 | 553 | 532 | 511 | 491 | 471 | 452 | 434 | 417 | 402 | 387 | 375 | 365 | 359 | 354
| 58 | 878 | 878 | 875 | 870 | 864 | 857 | 847 | 836 | 823 | 809 | 794 | 777 | 759 | 741 | 721 | 701 | 680 | 659 | 637 | 615 | 593 | 571 | 549 | 527 | 506 | 486 | 466 | 447 | 429 | 413 | 397 | 383 | 371 | 361 | 353 | 349
| 59 | 875 | 874 | 871 | 867 | 861 | 853 | 844 | 832 | 820 | 805 | 790 | 773 | 755 | 737 | 717 | 697 | 676 | 654 | 632 | 610 | 588 | 566 | 544 | 523 | 502 | 481 | 461 | 443 | 425 | 408 | 392 | 378 | 366 | 356 | 348 | 344
| 60 | 871 | 870 | 867 | 863 | 857 | 849 | 840 | 829 | 816 | 801 | 786 | 769 | 751 | 732 | 713 | 692 | 671 | 650 | 628 | 606 | 584 | 561 | 539 | 518 | 497 | 476 | 457 | 438 | 420 | 403 | 387 | 373 | 361 | 351 | 344 | 339
| 61 | 867 | 866 | 864 | 859 | 853 | 845 | 836 | 825 | 812 | 797 | 782 | 765 | 747 | 728 | 708 | 688 | 667 | 645 | 623 | 601 | 579 | 557 | 535 | 513 | 492 | 471 | 452 | 433 | 415 | 398 | 383 | 369 | 356 | 347 | 339 | 335
| 62 | 863 | 862 | 859 | 855 | 849 | 841 | 832 | 820 | 807 | 793 | 777 | 760 | 742 | 724 | 704 | 683 | 662 | 641 | 619 | 596 | 574 | 552 | 530 | 508 | 487 | 467 | 447 | 428 | 410 | 394 | 378 | 364 | 352 | 342 | 334 | 330
| 63 | 858 | 857 | 855 | 851 | 844 | 837 | 827 | 816 | 803 | 789 | 773 | 756 | 738 | 719 | 699 | 679 | 657 | 636 | 614 | 592 | 569 | 547 | 525 | 503 | 482 | 462 | 442 | 423 | 406 | 389 | 373 | 359 | 347 | 337 | 330 | 326
| 64 | 854 | 853 | 850 | 846 | 840 | 832 | 822 | 811 | 798 | 784 | 768 | 751 | 733 | 714 | 694 | 674 | 653 | 631 | 609 | 587 | 564 | 542 | 520 | 498 | 477 | 457 | 437 | 418 | 401 | 384 | 369 | 355 | 343 | 333 | 326 | 321
| 65 | 849 | 848 | 845 | 841 | 835 | 827 | 818 | 806 | 793 | 779 | 763 | 746 | 728 | 709 | 689 | 669 | 648 | 626 | 604 | 582 | 559 | 537 | 515 | 493 | 472 | 452 | 432 | 413 | 396 | 379 | 364 | 350 | 338 | 328 | 321 | 317
| 66 | 844 | 843 | 840 | 836 | 830 | 822 | 813 | 801 | 788 | 774 | 758 | 741 | 723 | 704 | 684 | 664 | 643 | 621 | 599 | 577 | 554 | 532 | 510 | 488 | 467 | 447 | 427 | 409 | 391 | 374 | 359 | 345 | 333 | 324 | 317 | 312
| 67 | 839 | 838 | 835 | 831 | 825 | 817 | 808 | 796 | 783 | 769 | 753 | 736 | 718 | 699 | 679 | 659 | 637 | 616 | 594 | 572 | 549 | 527 | 505 | 483 | 462 | 442 | 422 | 404 | 386 | 370 | 354 | 341 | 329 | 319 | 312 | 308
| 68 | 833 | 833 | 830 | 826 | 819 | 812 | 802 | 791 | 778 | 764 | 748 | 731 | 713 | 694 | 674 | 653 | 632 | 611 | 588 | 566 | 544 | 522 | 500 | 478 | 457 | 437 | 417 | 399 | 381 | 365 | 350 | 336 | 324 | 315 | 308 | 303
| 69 | 828 | 827 | 824 | 820 | 814 | 806 | 797 | 785 | 772 | 758 | 743 | 726 | 708 | 688 | 669 | 648 | 627 | 605 | 583 | 561 | 539 | 516 | 495 | 473 | 452 | 432 | 412 | 394 | 376 | 360 | 345 | 331 | 320 | 310 | 303 | 299
| 70 | 822 | 821 | 819 | 814 | 808 | 800 | 791 | 780 | 767 | 752 | 737 | 720 | 702 | 683 | 663 | 642 | 621 | 600 | 578 | 555 | 533 | 511 | 489 | 468 | 447 | 427 | 407 | 389 | 372 | 355 | 340 | 327 | 315 | 306 | 299 | 295
| 71 | 816 | 815 | 813 | 808 | 802 | 794 | 785 | 774 | 761 | 747 | 731 | 714 | 696 | 677 | 657 | 637 | 616 | 594 | 572 | 550 | 528 | 506 | 484 | 463 | 442 | 422 | 402 | 384 | 367 | 350 | 336 | 322 | 311 | 301 | 295 | 290
| 72 | 810 | 809 | 806 | 802 | 796 | 788 | 779 | 768 | 755 | 741 | 725 | 708 | 690 | 671 | 651 | 631 | 610 | 589 | 567 | 545 | 523 | 500 | 479 | 457 | 437 | 416 | 397 | 379 | 362 | 346 | 331 | 318 | 306 | 297 | 290 | 286
| 73 | 803 | 803 | 800 | 796 | 790 | 782 | 773 | 762 | 749 | 735 | 719 | 702 | 684 | 665 | 646 | 625 | 604 | 583 | 561 | 539 | 517 | 495 | 473 | 452 | 432 | 411 | 392 | 374 | 357 | 341 | 326 | 313 | 302 | 293 | 286 | 282
| 74 | 797 | 796 | 794 | 789 | 783 | 776 | 766 | 755 | 743 | 728 | 713 | 696 | 678 | 660 | 640 | 619 | 598 | 577 | 555 | 533 | 512 | 490 | 468 | 447 | 426 | 406 | 387 | 369 | 352 | 336 | 322 | 309 | 297 | 288 | 281 | 278
| 75 | 790 | 789 | 787 | 783 | 777 | 769 | 760 | 749 | 736 | 722 | 706 | 690 | 672 | 654 | 634 | 613 | 593 | 571 | 550 | 528 | 506 | 484 | 463 | 441 | 421 | 401 | 382 | 364 | 347 | 332 | 317 | 304 | 293 | 284 | 277 | 273
| 76 | 783 | 782 | 780 | 776 | 770 | 762 | 753 | 742 | 730 | 715 | 700 | 683 | 666 | 647 | 627 | 607 | 587 | 565 | 544 | 522 | 500 | 478 | 457 | 436 | 416 | 396 | 377 | 359 | 342 | 327 | 313 | 300 | 289 | 280 | 273 | 269
| 77 | 776 | 775 | 773 | 769 | 763 | 755 | 746 | 735 | 723 | 709 | 693 | 677 | 659 | 640 | 621 | 601 | 581 | 559 | 538 | 516 | 495 | 473 | 452 | 430 | 410 | 391 | 372 | 354 | 338 | 322 | 308 | 295 | 284 | 275 | 269 | 265
| 78 | 769 | 768 | 766 | 761 | 756 | 748 | 739 | 728 | 716 | 702 | 687 | 670 | 653 | 634 | 615 | 595 | 574 | 553 | 532 | 510 | 489 | 467 | 446 | 425 | 405 | 386 | 367 | 349 | 333 | 317 | 303 | 291 | 280 | 271 | 265 | 261
| 79 | 761 | 761 | 758 | 754 | 748 | 741 | 732 | 721 | 709 | 695 | 680 | 663 | 646 | 628 | 608 | 589 | 568 | 547 | 526 | 504 | 483 | 461 | 440 | 420 | 400 | 380 | 362 | 345 | 328 | 313 | 299 | 286 | 276 | 267 | 261 | 257
| 80 | 754 | 753 | 750 | 746 | 741 | 734 | 725 | 714 | 702 | 688 | 673 | 656 | 639 | 621 | 602 | 582 | 562 | 541 | 519 | 498 | 477 | 456 | 434 | 414 | 394 | 375 | 357 | 339 | 323 | 308 | 294 | 282 | 271 | 263 | 257 | 253
| 81 | 746 | 745 | 743 | 739 | 733 | 726 | 717 | 706 | 694 | 681 | 666 | 649 | 632 | 614 | 595 | 576 | 555 | 535 | 513 | 492 | 471 | 450 | 429 | 409 | 389 | 370 | 352 | 334 | 318 | 303 | 290 | 277 | 267 | 259 | 252 | 249
| 82 | 738 | 737 | 735 | 731 | 725 | 718 | 709 | 699 | 687 | 673 | 659 | 642 | 625 | 607 | 588 | 569 | 548 | 528 | 507 | 486 | 465 | 444 | 424 | 403 | 384 | 365 | 347 | 330 | 314 | 299 | 285 | 273 | 263 | 255 | 248 | 245
| 83 | 730 | 729 | 727 | 723 | 717 | 710 | 701 | 691 | 679 | 666 | 651 | 635 | 618 | 600 | 582 | 562 | 542 | 521 | 501 | 480 | 459 | 438 | 418 | 398 | 378 | 359 | 342 | 325 | 309 | 294 | 281 | 269 | 259 | 250 | 244 | 241
| 84 | 721 | 721 | 718 | 715 | 709 | 702 | 694 | 683 | 672 | 658 | 643 | 628 | 611 | 593 | 575 | 555 | 535 | 515 | 494 | 474 | 453 | 432 | 412 | 392 | 373 | 354 | 336 | 320 | 304 | 289 | 276 | 264 | 254 | 246 | 240 | 237
| 85 | 713 | 712 | 710 | 706 | 701 | 694 | 685 | 675 | 664 | 650 | 636 | 620 | 604 | 586 | 567 | 549 | 529 | 509 | 488 | 467 | 447 | 427 | 406 | 386 | 367 | 349 | 331 | 315 | 299 | 285 | 272 | 260 | 250 | 242 | 236 | 233
| 86 | 704 | 704 | 701 | 698 | 692 | 685 | 677 | 667 | 656 | 643 | 628 | 613 | 596 | 579 | 560 | 541 | 522 | 503 | 482 | 461 | 441 | 421 | 401 | 381 | 362 | 344 | 326 | 310 | 294 | 280 | 267 | 256 | 246 | 238 | 232 | 229
| 87 | 695 | 695 | 693 | 689 | 684 | 677 | 669 | 659 | 648 | 635 | 620 | 605 | 589 | 571 | 553 | 534 | 515 | 496 | 475 | 455 | 435 | 414 | 395 | 375 | 357 | 339 | 321 | 305 | 290 | 276 | 263 | 252 | 242 | 234 | 228 | 225
| 88 | 687 | 686 | 683 | 680 | 675 | 668 | 660 | 650 | 639 | 626 | 612 | 597 | 581 | 564 | 546 | 527 | 508 | 488 | 468 | 449 | 429 | 409 | 389 | 370 | 351 | 333 | 316 | 300 | 285 | 271 | 259 | 248 | 238 | 230 | 225 | 221
| 89 | 677 | 677 | 674 | 671 | 666 | 660 | 651 | 642 | 631 | 618 | 604 | 589 | 573 | 556 | 538 | 520 | 501 | 481 | 462 | 442 | 423 | 403 | 383 | 364 | 346 | 328 | 311 | 295 | 281 | 267 | 254 | 243 | 234 | 226 | 221 | 217
| 90 | 668 | 667 | 665 | 662 | 657 | 650 | 643 | 633 | 622 | 610 | 596 | 582 | 566 | 549 | 531 | 513 | 495 | 475 | 456 | 436 | 416 | 397 | 377 | 359 | 340 | 323 | 306 | 290 | 276 | 262 | 250 | 239 | 230 | 222 | 217 | 213

## Zone-9S (hidden)
Inclination (variation from horizontal) | Orientation (variation from south)
| Slope | 0 | 5 | 10 | 15 | 20 | 25 | 30 | 35 | 40 | 45 | 50 | 55 | 60 | 65 | 70 | 75 | 80 | 85 | 90 | 95 | 100 | 105 | 110 | 115 | 120 | 125 | 130 | 135 | 140 | 145 | 150 | 155 | 160 | 165 | 170 | 175
| 0 | 738 | 738 | 738 | 738 | 738 | 738 | 738 | 738 | 738 | 738 | 738 | 738 | 738 | 738 | 738 | 738 | 738 | 738 | 738 | 738 | 738 | 738 | 738 | 738 | 738 | 738 | 738 | 738 | 738 | 738 | 738 | 738 | 738 | 738 | 738 | 738
| 1 | 745 | 745 | 745 | 744 | 744 | 744 | 744 | 743 | 743 | 742 | 742 | 741 | 741 | 740 | 740 | 739 | 738 | 738 | 737 | 737 | 736 | 735 | 735 | 734 | 733 | 733 | 732 | 732 | 731 | 731 | 731 | 730 | 730 | 730 | 730 | 730
| 2 | 752 | 752 | 752 | 751 | 751 | 751 | 750 | 749 | 749 | 748 | 747 | 746 | 745 | 743 | 742 | 741 | 740 | 738 | 737 | 736 | 734 | 733 | 732 | 731 | 730 | 728 | 727 | 726 | 726 | 725 | 724 | 723 | 723 | 723 | 722 | 722
| 3 | 759 | 759 | 759 | 758 | 758 | 757 | 756 | 755 | 754 | 753 | 751 | 750 | 748 | 746 | 745 | 743 | 741 | 739 | 737 | 735 | 733 | 731 | 729 | 727 | 726 | 724 | 722 | 721 | 720 | 718 | 717 | 716 | 716 | 715 | 715 | 714
| 4 | 766 | 766 | 766 | 765 | 764 | 763 | 762 | 761 | 759 | 758 | 756 | 754 | 752 | 749 | 747 | 744 | 742 | 739 | 737 | 734 | 731 | 729 | 726 | 724 | 722 | 719 | 717 | 715 | 714 | 712 | 711 | 709 | 708 | 708 | 707 | 707
| 5 | 773 | 773 | 773 | 772 | 771 | 770 | 768 | 767 | 765 | 763 | 760 | 758 | 755 | 752 | 749 | 746 | 743 | 740 | 736 | 733 | 730 | 727 | 724 | 721 | 718 | 715 | 712 | 710 | 708 | 706 | 704 | 702 | 701 | 700 | 699 | 699
| 6 | 780 | 780 | 779 | 778 | 777 | 776 | 774 | 772 | 770 | 767 | 764 | 761 | 758 | 755 | 751 | 748 | 744 | 740 | 736 | 732 | 728 | 725 | 721 | 717 | 714 | 710 | 707 | 704 | 702 | 699 | 697 | 695 | 694 | 692 | 692 | 691
| 7 | 787 | 786 | 786 | 785 | 784 | 782 | 780 | 778 | 775 | 772 | 769 | 765 | 761 | 757 | 753 | 749 | 745 | 740 | 736 | 731 | 727 | 722 | 718 | 714 | 710 | 706 | 702 | 699 | 696 | 693 | 690 | 688 | 686 | 685 | 684 | 683
| 8 | 793 | 793 | 792 | 791 | 790 | 788 | 786 | 783 | 780 | 776 | 773 | 769 | 765 | 760 | 755 | 750 | 746 | 740 | 735 | 730 | 725 | 720 | 715 | 710 | 706 | 701 | 697 | 693 | 690 | 686 | 683 | 681 | 679 | 677 | 676 | 676
| 9 | 799 | 799 | 798 | 797 | 796 | 794 | 791 | 788 | 785 | 781 | 777 | 772 | 768 | 763 | 757 | 752 | 746 | 741 | 735 | 729 | 723 | 718 | 712 | 707 | 701 | 696 | 692 | 687 | 683 | 680 | 677 | 674 | 672 | 670 | 669 | 668
| 10 | 806 | 805 | 805 | 803 | 801 | 799 | 796 | 793 | 789 | 785 | 781 | 776 | 770 | 765 | 759 | 753 | 747 | 741 | 734 | 728 | 722 | 715 | 709 | 703 | 697 | 692 | 687 | 682 | 677 | 673 | 670 | 667 | 664 | 663 | 661 | 660
| 11 | 812 | 811 | 810 | 809 | 807 | 805 | 801 | 798 | 794 | 789 | 784 | 779 | 773 | 767 | 761 | 754 | 748 | 741 | 734 | 727 | 720 | 713 | 706 | 700 | 693 | 687 | 682 | 676 | 671 | 667 | 663 | 660 | 657 | 655 | 654 | 653
| 12 | 817 | 817 | 816 | 815 | 813 | 810 | 806 | 803 | 798 | 793 | 788 | 782 | 776 | 770 | 763 | 756 | 748 | 741 | 733 | 726 | 718 | 711 | 703 | 696 | 689 | 683 | 676 | 671 | 665 | 661 | 657 | 653 | 650 | 648 | 647 | 646
| 13 | 823 | 823 | 822 | 820 | 818 | 815 | 811 | 807 | 803 | 797 | 792 | 785 | 779 | 772 | 764 | 757 | 749 | 741 | 733 | 725 | 716 | 708 | 700 | 693 | 685 | 678 | 671 | 665 | 659 | 654 | 650 | 646 | 643 | 641 | 639 | 638
| 14 | 829 | 828 | 827 | 825 | 823 | 820 | 816 | 812 | 807 | 801 | 795 | 788 | 781 | 774 | 766 | 758 | 749 | 741 | 732 | 724 | 715 | 706 | 698 | 689 | 681 | 674 | 666 | 660 | 654 | 648 | 644 | 640 | 636 | 634 | 632 | 631
| 15 | 834 | 834 | 832 | 831 | 828 | 825 | 821 | 816 | 811 | 805 | 798 | 791 | 784 | 776 | 768 | 759 | 750 | 741 | 732 | 722 | 713 | 704 | 694 | 686 | 677 | 669 | 661 | 654 | 648 | 642 | 637 | 633 | 630 | 627 | 625 | 624
| 16 | 839 | 839 | 838 | 836 | 833 | 829 | 825 | 820 | 815 | 808 | 801 | 794 | 786 | 778 | 769 | 760 | 750 | 741 | 731 | 721 | 711 | 701 | 692 | 682 | 673 | 664 | 656 | 649 | 642 | 636 | 631 | 626 | 623 | 620 | 618 | 617
| 17 | 844 | 844 | 843 | 840 | 838 | 834 | 829 | 824 | 818 | 812 | 804 | 797 | 788 | 779 | 770 | 761 | 751 | 741 | 730 | 720 | 709 | 699 | 689 | 679 | 669 | 660 | 651 | 643 | 636 | 630 | 624 | 620 | 616 | 613 | 611 | 609
| 18 | 849 | 848 | 847 | 845 | 842 | 838 | 834 | 828 | 822 | 815 | 807 | 799 | 790 | 781 | 772 | 761 | 751 | 740 | 730 | 719 | 708 | 697 | 686 | 675 | 665 | 655 | 646 | 638 | 630 | 624 | 618 | 613 | 609 | 606 | 603 | 602
| 19 | 854 | 853 | 852 | 850 | 846 | 842 | 837 | 832 | 825 | 818 | 810 | 802 | 792 | 783 | 773 | 762 | 751 | 740 | 729 | 717 | 706 | 694 | 683 | 672 | 661 | 651 | 641 | 632 | 625 | 618 | 612 | 607 | 602 | 599 | 596 | 595
| 20 | 858 | 858 | 856 | 854 | 850 | 846 | 841 | 835 | 829 | 821 | 813 | 804 | 794 | 784 | 774 | 763 | 751 | 740 | 728 | 716 | 704 | 692 | 680 | 669 | 657 | 647 | 636 | 627 | 619 | 612 | 605 | 600 | 595 | 592 | 589 | 587
| 21 | 862 | 862 | 860 | 858 | 855 | 850 | 845 | 839 | 832 | 824 | 815 | 806 | 796 | 786 | 775 | 763 | 752 | 739 | 727 | 715 | 702 | 690 | 677 | 665 | 653 | 642 | 632 | 622 | 613 | 606 | 599 | 593 | 588 | 584 | 582 | 580
| 22 | 866 | 866 | 864 | 862 | 858 | 854 | 848 | 842 | 835 | 827 | 818 | 808 | 798 | 787 | 775 | 764 | 751 | 739 | 726 | 713 | 700 | 687 | 674 | 662 | 650 | 638 | 627 | 617 | 608 | 600 | 593 | 587 | 581 | 577 | 575 | 573
| 23 | 870 | 870 | 868 | 865 | 862 | 857 | 852 | 845 | 837 | 829 | 820 | 810 | 799 | 788 | 776 | 764 | 751 | 739 | 725 | 712 | 698 | 685 | 672 | 658 | 646 | 634 | 622 | 612 | 602 | 594 | 586 | 580 | 574 | 571 | 568 | 566
| 24 | 874 | 873 | 872 | 869 | 865 | 860 | 855 | 848 | 840 | 832 | 822 | 812 | 801 | 789 | 777 | 764 | 751 | 738 | 724 | 710 | 697 | 683 | 669 | 655 | 642 | 629 | 617 | 606 | 596 | 588 | 580 | 573 | 568 | 564 | 561 | 559
| 25 | 877 | 877 | 875 | 872 | 869 | 864 | 858 | 851 | 843 | 834 | 824 | 813 | 802 | 790 | 778 | 764 | 751 | 737 | 723 | 709 | 694 | 680 | 666 | 652 | 638 | 625 | 613 | 601 | 591 | 582 | 574 | 567 | 561 | 557 | 554 | 552
| 26 | 881 | 880 | 878 | 876 | 872 | 867 | 860 | 853 | 845 | 836 | 826 | 815 | 803 | 791 | 778 | 765 | 751 | 737 | 722 | 707 | 692 | 678 | 663 | 649 | 635 | 621 | 608 | 596 | 585 | 576 | 567 | 560 | 555 | 550 | 547 | 545
| 27 | 884 | 883 | 881 | 879 | 874 | 869 | 863 | 855 | 847 | 838 | 827 | 816 | 804 | 791 | 778 | 764 | 750 | 736 | 721 | 706 | 690 | 675 | 660 | 645 | 631 | 617 | 604 | 591 | 580 | 570 | 561 | 554 | 548 | 543 | 540 | 538
| 28 | 887 | 886 | 884 | 881 | 877 | 872 | 865 | 858 | 849 | 839 | 829 | 817 | 805 | 792 | 778 | 764 | 750 | 735 | 719 | 704 | 688 | 673 | 657 | 642 | 627 | 613 | 599 | 586 | 574 | 564 | 555 | 547 | 541 | 536 | 533 | 531
| 29 | 889 | 889 | 887 | 884 | 880 | 874 | 867 | 860 | 851 | 841 | 830 | 818 | 806 | 792 | 778 | 764 | 749 | 734 | 718 | 702 | 686 | 670 | 654 | 639 | 623 | 609 | 594 | 581 | 569 | 558 | 549 | 541 | 534 | 530 | 526 | 523
| 30 | 892 | 891 | 889 | 886 | 882 | 876 | 870 | 862 | 852 | 842 | 831 | 819 | 806 | 793 | 779 | 764 | 748 | 733 | 717 | 700 | 684 | 668 | 652 | 635 | 620 | 605 | 590 | 576 | 564 | 553 | 543 | 535 | 528 | 523 | 519 | 516
| 31 | 894 | 894 | 892 | 888 | 884 | 878 | 871 | 863 | 854 | 844 | 832 | 820 | 807 | 793 | 778 | 763 | 748 | 731 | 715 | 699 | 682 | 665 | 648 | 632 | 616 | 600 | 586 | 571 | 558 | 547 | 537 | 528 | 521 | 516 | 512 | 509
| 32 | 896 | 896 | 894 | 891 | 886 | 880 | 873 | 865 | 855 | 845 | 833 | 820 | 807 | 793 | 778 | 763 | 746 | 730 | 713 | 697 | 680 | 662 | 646 | 629 | 612 | 597 | 581 | 567 | 553 | 541 | 531 | 522 | 515 | 509 | 505 | 502
| 33 | 898 | 898 | 896 | 892 | 888 | 882 | 874 | 866 | 856 | 846 | 834 | 821 | 807 | 793 | 778 | 762 | 745 | 729 | 712 | 694 | 677 | 660 | 642 | 625 | 609 | 592 | 577 | 562 | 548 | 536 | 525 | 516 | 508 | 503 | 498 | 496
| 34 | 900 | 899 | 897 | 894 | 889 | 883 | 876 | 867 | 857 | 846 | 834 | 821 | 807 | 792 | 777 | 761 | 744 | 727 | 710 | 692 | 675 | 657 | 639 | 622 | 605 | 588 | 572 | 557 | 543 | 530 | 519 | 510 | 502 | 496 | 492 | 489
| 35 | 902 | 901 | 899 | 895 | 890 | 884 | 877 | 868 | 858 | 847 | 834 | 821 | 807 | 792 | 776 | 760 | 743 | 726 | 708 | 690 | 672 | 654 | 636 | 619 | 601 | 585 | 568 | 553 | 538 | 525 | 513 | 503 | 495 | 489 | 485 | 482
| 36 | 903 | 902 | 900 | 897 | 892 | 885 | 878 | 869 | 859 | 847 | 835 | 821 | 807 | 791 | 775 | 759 | 742 | 724 | 706 | 688 | 670 | 652 | 633 | 615 | 598 | 581 | 564 | 548 | 533 | 519 | 507 | 497 | 489 | 483 | 479 | 476
| 37 | 904 | 903 | 901 | 897 | 892 | 886 | 878 | 869 | 859 | 847 | 835 | 821 | 806 | 791 | 774 | 757 | 740 | 722 | 704 | 686 | 667 | 648 | 630 | 612 | 594 | 577 | 560 | 544 | 528 | 514 | 502 | 491 | 483 | 476 | 472 | 470
| 38 | 905 | 904 | 902 | 898 | 893 | 887 | 879 | 870 | 859 | 847 | 834 | 820 | 806 | 790 | 773 | 756 | 738 | 720 | 702 | 683 | 664 | 646 | 627 | 608 | 590 | 572 | 555 | 539 | 523 | 509 | 496 | 486 | 477 | 470 | 465 | 463
| 39 | 905 | 905 | 903 | 899 | 894 | 887 | 879 | 870 | 859 | 847 | 834 | 820 | 805 | 789 | 772 | 755 | 737 | 718 | 700 | 681 | 662 | 643 | 623 | 605 | 586 | 568 | 551 | 534 | 518 | 504 | 490 | 480 | 471 | 464 | 459 | 456
| 40 | 906 | 905 | 903 | 899 | 894 | 887 | 879 | 870 | 859 | 847 | 834 | 819 | 804 | 788 | 771 | 753 | 735 | 716 | 697 | 678 | 659 | 639 | 620 | 601 | 583 | 564 | 547 | 530 | 514 | 498 | 485 | 474 | 465 | 457 | 452 | 450
| 41 | 906 | 905 | 903 | 899 | 894 | 887 | 879 | 870 | 859 | 846 | 833 | 818 | 803 | 786 | 769 | 751 | 733 | 714 | 695 | 675 | 656 | 636 | 617 | 598 | 579 | 560 | 543 | 525 | 509 | 494 | 480 | 468 | 459 | 451 | 446 | 443
| 42 | 906 | 905 | 903 | 899 | 894 | 887 | 879 | 869 | 858 | 846 | 832 | 817 | 801 | 785 | 768 | 749 | 731 | 712 | 692 | 673 | 653 | 633 | 613 | 594 | 575 | 556 | 538 | 521 | 504 | 489 | 474 | 462 | 453 | 445 | 440 | 436
| 43 | 906 | 905 | 903 | 899 | 894 | 887 | 878 | 869 | 857 | 845 | 831 | 816 | 800 | 783 | 766 | 747 | 729 | 709 | 690 | 670 | 650 | 630 | 610 | 590 | 571 | 552 | 534 | 516 | 500 | 484 | 469 | 457 | 447 | 439 | 434 | 430
| 44 | 906 | 905 | 903 | 899 | 893 | 886 | 878 | 868 | 856 | 844 | 830 | 815 | 799 | 782 | 764 | 745 | 726 | 707 | 687 | 667 | 647 | 626 | 606 | 586 | 567 | 548 | 530 | 512 | 495 | 479 | 464 | 451 | 441 | 433 | 428 | 424
| 45 | 905 | 904 | 902 | 898 | 893 | 885 | 877 | 867 | 855 | 843 | 828 | 813 | 797 | 780 | 762 | 743 | 724 | 704 | 684 | 664 | 643 | 623 | 603 | 583 | 563 | 544 | 525 | 508 | 490 | 474 | 459 | 446 | 436 | 428 | 422 | 418
| 46 | 904 | 904 | 901 | 897 | 892 | 885 | 876 | 866 | 854 | 841 | 827 | 811 | 795 | 778 | 759 | 741 | 721 | 701 | 681 | 661 | 640 | 619 | 599 | 579 | 559 | 540 | 521 | 503 | 486 | 469 | 454 | 441 | 430 | 422 | 416 | 412
| 47 | 903 | 903 | 900 | 896 | 891 | 883 | 875 | 864 | 853 | 839 | 825 | 810 | 793 | 775 | 757 | 738 | 718 | 698 | 678 | 657 | 636 | 616 | 595 | 575 | 555 | 535 | 517 | 499 | 481 | 465 | 449 | 436 | 424 | 416 | 410 | 406
| 48 | 902 | 901 | 899 | 895 | 889 | 882 | 873 | 863 | 851 | 838 | 823 | 807 | 791 | 773 | 755 | 735 | 716 | 695 | 675 | 654 | 633 | 612 | 591 | 571 | 551 | 531 | 512 | 494 | 477 | 460 | 445 | 431 | 419 | 410 | 404 | 401
| 49 | 901 | 900 | 897 | 893 | 888 | 880 | 871 | 861 | 849 | 836 | 821 | 805 | 788 | 771 | 752 | 733 | 713 | 692 | 671 | 650 | 629 | 608 | 587 | 567 | 547 | 527 | 508 | 490 | 472 | 455 | 440 | 426 | 414 | 405 | 399 | 395
| 50 | 899 | 898 | 896 | 892 | 886 | 879 | 870 | 859 | 847 | 834 | 819 | 803 | 786 | 768 | 749 | 730 | 710 | 689 | 668 | 647 | 626 | 604 | 583 | 563 | 542 | 522 | 503 | 485 | 467 | 451 | 435 | 421 | 409 | 400 | 393 | 389
| 51 | 897 | 896 | 894 | 890 | 884 | 877 | 868 | 857 | 845 | 831 | 816 | 800 | 783 | 765 | 746 | 727 | 706 | 686 | 665 | 643 | 622 | 601 | 579 | 558 | 538 | 518 | 499 | 480 | 463 | 446 | 430 | 416 | 404 | 395 | 388 | 384
| 52 | 895 | 894 | 892 | 888 | 882 | 874 | 865 | 855 | 842 | 829 | 814 | 798 | 780 | 762 | 743 | 723 | 703 | 682 | 661 | 640 | 618 | 597 | 575 | 554 | 534 | 514 | 494 | 476 | 458 | 441 | 426 | 411 | 399 | 390 | 383 | 378
| 53 | 893 | 892 | 890 | 885 | 880 | 872 | 863 | 852 | 840 | 826 | 811 | 795 | 777 | 759 | 740 | 720 | 700 | 679 | 657 | 636 | 614 | 592 | 571 | 550 | 529 | 509 | 490 | 471 | 453 | 437 | 421 | 407 | 395 | 385 | 378 | 373
| 54 | 890 | 890 | 887 | 883 | 877 | 869 | 860 | 850 | 837 | 823 | 808 | 792 | 774 | 756 | 737 | 716 | 696 | 675 | 653 | 632 | 610 | 588 | 567 | 546 | 525 | 505 | 485 | 467 | 449 | 432 | 416 | 402 | 390 | 380 | 373 | 369
| 55 | 888 | 887 | 884 | 880 | 874 | 867 | 857 | 847 | 834 | 820 | 805 | 789 | 771 | 752 | 733 | 713 | 692 | 671 | 650 | 628 | 606 | 584 | 563 | 541 | 520 | 500 | 481 | 462 | 444 | 427 | 411 | 397 | 385 | 375 | 368 | 364
| 56 | 885 | 884 | 881 | 877 | 871 | 864 | 854 | 844 | 831 | 817 | 802 | 785 | 767 | 749 | 729 | 709 | 688 | 667 | 645 | 624 | 602 | 580 | 558 | 537 | 516 | 496 | 476 | 458 | 440 | 423 | 407 | 392 | 380 | 370 | 363 | 359
| 57 | 882 | 881 | 878 | 874 | 868 | 861 | 851 | 840 | 828 | 814 | 798 | 782 | 764 | 745 | 726 | 705 | 684 | 663 | 641 | 619 | 597 | 576 | 554 | 532 | 511 | 491 | 472 | 453 | 435 | 418 | 402 | 388 | 376 | 366 | 358 | 354
| 58 | 879 | 878 | 875 | 871 | 865 | 857 | 848 | 837 | 824 | 810 | 795 | 778 | 760 | 741 | 722 | 701 | 680 | 659 | 637 | 615 | 593 | 571 | 549 | 528 | 507 | 486 | 467 | 448 | 430 | 413 | 397 | 383 | 371 | 361 | 353 | 349
| 59 | 875 | 874 | 871 | 867 | 861 | 854 | 844 | 833 | 821 | 806 | 791 | 774 | 756 | 737 | 718 | 697 | 676 | 655 | 633 | 611 | 589 | 567 | 545 | 523 | 502 | 482 | 462 | 443 | 425 | 409 | 393 | 378 | 366 | 356 | 349 | 344
| 60 | 871 | 870 | 868 | 863 | 857 | 850 | 840 | 829 | 817 | 803 | 787 | 770 | 752 | 733 | 713 | 693 | 672 | 650 | 628 | 606 | 584 | 562 | 540 | 519 | 498 | 477 | 458 | 439 | 421 | 404 | 388 | 374 | 362 | 352 | 344 | 340
| 61 | 867 | 866 | 864 | 860 | 853 | 846 | 837 | 825 | 813 | 799 | 783 | 766 | 748 | 729 | 709 | 689 | 667 | 646 | 624 | 602 | 579 | 557 | 535 | 514 | 493 | 472 | 453 | 434 | 416 | 399 | 383 | 369 | 357 | 347 | 340 | 335
| 62 | 863 | 862 | 860 | 855 | 849 | 842 | 832 | 821 | 809 | 794 | 779 | 762 | 743 | 725 | 705 | 684 | 663 | 641 | 619 | 597 | 575 | 553 | 531 | 509 | 488 | 468 | 448 | 429 | 411 | 394 | 379 | 365 | 353 | 343 | 335 | 331
| 63 | 859 | 858 | 855 | 851 | 845 | 837 | 828 | 817 | 804 | 790 | 774 | 757 | 739 | 720 | 700 | 679 | 658 | 637 | 615 | 592 | 570 | 548 | 526 | 504 | 483 | 463 | 443 | 424 | 407 | 390 | 374 | 360 | 348 | 338 | 331 | 326
| 64 | 854 | 853 | 851 | 847 | 841 | 833 | 823 | 812 | 800 | 785 | 770 | 753 | 734 | 715 | 695 | 675 | 654 | 632 | 610 | 587 | 565 | 543 | 521 | 499 | 478 | 458 | 439 | 420 | 402 | 385 | 369 | 355 | 343 | 334 | 326 | 322
| 65 | 850 | 849 | 846 | 842 | 836 | 828 | 819 | 808 | 795 | 780 | 765 | 748 | 730 | 711 | 691 | 670 | 649 | 627 | 605 | 583 | 560 | 538 | 516 | 495 | 473 | 453 | 434 | 415 | 397 | 381 | 365 | 351 | 339 | 329 | 322 | 317
| 66 | 845 | 844 | 841 | 837 | 831 | 823 | 814 | 803 | 790 | 775 | 760 | 743 | 725 | 706 | 686 | 665 | 644 | 622 | 600 | 578 | 555 | 533 | 511 | 490 | 469 | 448 | 429 | 410 | 392 | 376 | 360 | 347 | 334 | 325 | 317 | 313
| 67 | 839 | 839 | 836 | 832 | 826 | 818 | 809 | 798 | 785 | 771 | 755 | 738 | 720 | 700 | 681 | 660 | 639 | 617 | 595 | 573 | 550 | 528 | 506 | 485 | 464 | 443 | 424 | 405 | 388 | 371 | 356 | 342 | 330 | 320 | 313 | 309
| 68 | 834 | 833 | 831 | 827 | 821 | 813 | 804 | 792 | 780 | 765 | 750 | 733 | 714 | 695 | 675 | 655 | 633 | 612 | 590 | 567 | 545 | 523 | 501 | 480 | 458 | 439 | 419 | 400 | 383 | 366 | 351 | 337 | 326 | 316 | 309 | 304
| 69 | 829 | 828 | 825 | 821 | 815 | 807 | 798 | 787 | 774 | 760 | 744 | 727 | 709 | 690 | 670 | 649 | 628 | 606 | 584 | 562 | 540 | 518 | 496 | 474 | 454 | 433 | 414 | 396 | 378 | 362 | 346 | 333 | 321 | 312 | 304 | 300
| 70 | 823 | 822 | 820 | 815 | 809 | 802 | 792 | 781 | 769 | 754 | 739 | 722 | 704 | 685 | 665 | 644 | 623 | 601 | 579 | 557 | 535 | 513 | 491 | 469 | 449 | 428 | 409 | 391 | 373 | 357 | 342 | 328 | 317 | 307 | 300 | 296
| 71 | 817 | 816 | 814 | 809 | 803 | 796 | 787 | 775 | 763 | 749 | 733 | 716 | 698 | 679 | 659 | 638 | 617 | 595 | 574 | 552 | 529 | 507 | 486 | 464 | 443 | 424 | 404 | 386 | 368 | 352 | 337 | 324 | 312 | 303 | 296 | 291
| 72 | 811 | 810 | 808 | 803 | 797 | 790 | 781 | 770 | 757 | 743 | 727 | 710 | 692 | 673 | 653 | 633 | 612 | 590 | 568 | 546 | 524 | 502 | 480 | 459 | 438 | 418 | 399 | 381 | 364 | 348 | 332 | 319 | 308 | 298 | 292 | 287
| 73 | 804 | 804 | 801 | 797 | 791 | 784 | 774 | 764 | 751 | 737 | 721 | 704 | 686 | 667 | 647 | 627 | 606 | 585 | 563 | 540 | 519 | 497 | 475 | 454 | 433 | 413 | 394 | 376 | 359 | 343 | 328 | 315 | 303 | 294 | 287 | 283
| 74 | 798 | 797 | 795 | 791 | 785 | 777 | 768 | 757 | 745 | 731 | 715 | 698 | 680 | 662 | 642 | 621 | 600 | 579 | 557 | 535 | 513 | 491 | 470 | 449 | 428 | 408 | 389 | 371 | 354 | 338 | 324 | 310 | 299 | 290 | 283 | 279
| 75 | 791 | 791 | 788 | 784 | 778 | 771 | 762 | 751 | 738 | 724 | 709 | 692 | 674 | 656 | 636 | 615 | 594 | 573 | 551 | 529 | 507 | 486 | 464 | 443 | 423 | 403 | 384 | 366 | 349 | 333 | 319 | 306 | 295 | 286 | 279 | 275
| 76 | 785 | 784 | 781 | 777 | 771 | 764 | 755 | 744 | 732 | 718 | 702 | 685 | 668 | 649 | 630 | 609 | 588 | 567 | 545 | 524 | 502 | 480 | 459 | 438 | 417 | 398 | 379 | 361 | 345 | 329 | 314 | 301 | 290 | 281 | 275 | 271
| 77 | 777 | 777 | 774 | 770 | 764 | 757 | 748 | 738 | 725 | 711 | 696 | 679 | 661 | 643 | 623 | 603 | 582 | 561 | 540 | 518 | 496 | 475 | 453 | 433 | 412 | 393 | 374 | 357 | 340 | 324 | 310 | 297 | 286 | 277 | 271 | 267
| 78 | 770 | 769 | 767 | 763 | 757 | 750 | 741 | 731 | 718 | 704 | 689 | 673 | 655 | 636 | 617 | 597 | 576 | 555 | 534 | 512 | 490 | 469 | 448 | 427 | 407 | 388 | 369 | 352 | 335 | 319 | 305 | 292 | 282 | 273 | 266 | 262
| 79 | 763 | 762 | 760 | 756 | 750 | 743 | 734 | 724 | 711 | 697 | 682 | 666 | 648 | 630 | 611 | 591 | 570 | 549 | 528 | 506 | 485 | 463 | 442 | 422 | 402 | 382 | 364 | 347 | 330 | 315 | 301 | 288 | 278 | 269 | 262 | 258
| 80 | 755 | 755 | 752 | 748 | 743 | 736 | 727 | 716 | 704 | 690 | 675 | 659 | 641 | 623 | 604 | 584 | 564 | 543 | 521 | 500 | 479 | 457 | 437 | 416 | 396 | 377 | 359 | 342 | 325 | 310 | 296 | 284 | 273 | 265 | 258 | 254
| 81 | 748 | 747 | 744 | 741 | 735 | 728 | 719 | 709 | 697 | 683 | 668 | 652 | 635 | 616 | 597 | 578 | 557 | 537 | 515 | 494 | 473 | 452 | 431 | 411 | 391 | 372 | 354 | 337 | 321 | 306 | 292 | 280 | 269 | 261 | 254 | 250
| 82 | 740 | 739 | 737 | 733 | 727 | 720 | 712 | 701 | 690 | 676 | 661 | 645 | 628 | 609 | 590 | 571 | 550 | 530 | 509 | 488 | 467 | 446 | 426 | 406 | 386 | 367 | 349 | 332 | 316 | 301 | 287 | 275 | 265 | 256 | 250 | 246
| 83 | 732 | 731 | 728 | 725 | 719 | 712 | 704 | 694 | 682 | 669 | 654 | 638 | 621 | 603 | 584 | 564 | 544 | 523 | 503 | 482 | 461 | 440 | 420 | 400 | 380 | 362 | 344 | 327 | 311 | 296 | 283 | 271 | 260 | 252 | 246 | 242
| 84 | 723 | 723 | 720 | 717 | 711 | 704 | 696 | 686 | 674 | 661 | 646 | 630 | 613 | 596 | 577 | 558 | 537 | 517 | 496 | 476 | 455 | 434 | 414 | 394 | 375 | 356 | 339 | 322 | 306 | 292 | 278 | 266 | 256 | 248 | 242 | 238
| 85 | 715 | 714 | 712 | 708 | 703 | 696 | 688 | 678 | 666 | 653 | 639 | 623 | 606 | 588 | 570 | 551 | 531 | 511 | 490 | 469 | 449 | 429 | 408 | 389 | 370 | 351 | 334 | 317 | 301 | 287 | 274 | 262 | 252 | 244 | 238 | 235
| 86 | 706 | 705 | 703 | 700 | 695 | 688 | 680 | 670 | 658 | 645 | 631 | 616 | 599 | 581 | 563 | 544 | 525 | 505 | 484 | 463 | 443 | 423 | 403 | 383 | 365 | 346 | 329 | 312 | 297 | 283 | 269 | 258 | 248 | 240 | 234 | 230
| 87 | 697 | 697 | 695 | 691 | 686 | 679 | 671 | 662 | 650 | 638 | 623 | 608 | 591 | 574 | 556 | 537 | 517 | 498 | 478 | 457 | 437 | 417 | 397 | 378 | 359 | 341 | 324 | 308 | 292 | 278 | 265 | 254 | 244 | 236 | 230 | 227
| 88 | 689 | 688 | 686 | 682 | 677 | 671 | 663 | 653 | 642 | 629 | 615 | 600 | 584 | 567 | 549 | 530 | 510 | 490 | 470 | 451 | 431 | 411 | 391 | 372 | 354 | 336 | 319 | 303 | 288 | 274 | 261 | 249 | 240 | 232 | 226 | 223
| 89 | 680 | 679 | 677 | 673 | 669 | 662 | 654 | 645 | 634 | 621 | 607 | 592 | 576 | 559 | 541 | 523 | 504 | 484 | 464 | 444 | 425 | 405 | 385 | 366 | 348 | 330 | 314 | 298 | 283 | 269 | 256 | 245 | 236 | 228 | 223 | 219
| 90 | 670 | 670 | 667 | 664 | 659 | 653 | 645 | 636 | 625 | 613 | 599 | 584 | 568 | 551 | 534 | 515 | 497 | 477 | 458 | 438 | 418 | 399 | 380 | 361 | 343 | 325 | 309 | 293 | 278 | 265 | 252 | 241 | 232 | 224 | 219 | 215

## Zone-10 (hidden)
Inclination (variation from horizontal) | Orientation (variation from south)
| Slope | 0 | 5 | 10 | 15 | 20 | 25 | 30 | 35 | 40 | 45 | 50 | 55 | 60 | 65 | 70 | 75 | 80 | 85 | 90 | 95 | 100 | 105 | 110 | 115 | 120 | 125 | 130 | 135 | 140 | 145 | 150 | 155 | 160 | 165 | 170 | 175
| 0 | 750 | 750 | 750 | 750 | 750 | 750 | 750 | 750 | 750 | 750 | 750 | 750 | 750 | 750 | 750 | 750 | 750 | 750 | 750 | 750 | 750 | 750 | 750 | 750 | 750 | 750 | 750 | 750 | 750 | 750 | 750 | 750 | 750 | 750 | 750 | 750
| 1 | 757 | 757 | 757 | 757 | 757 | 757 | 756 | 756 | 756 | 755 | 755 | 754 | 754 | 753 | 752 | 752 | 751 | 750 | 750 | 749 | 748 | 748 | 747 | 747 | 746 | 745 | 745 | 744 | 744 | 744 | 743 | 743 | 743 | 742 | 742 | 742
| 2 | 765 | 765 | 764 | 764 | 764 | 763 | 763 | 762 | 761 | 760 | 759 | 758 | 757 | 756 | 755 | 754 | 752 | 751 | 750 | 748 | 747 | 746 | 745 | 743 | 742 | 741 | 740 | 739 | 738 | 737 | 737 | 736 | 735 | 735 | 735 | 735
| 3 | 772 | 772 | 772 | 771 | 771 | 770 | 769 | 768 | 767 | 765 | 764 | 762 | 761 | 759 | 757 | 755 | 753 | 751 | 750 | 748 | 746 | 744 | 742 | 740 | 738 | 736 | 735 | 733 | 732 | 731 | 730 | 729 | 728 | 727 | 727 | 727
| 4 | 779 | 779 | 779 | 778 | 777 | 776 | 775 | 774 | 772 | 770 | 768 | 766 | 764 | 762 | 759 | 757 | 754 | 752 | 749 | 747 | 744 | 742 | 739 | 737 | 734 | 732 | 730 | 728 | 726 | 724 | 723 | 722 | 721 | 720 | 719 | 719
| 5 | 786 | 786 | 785 | 785 | 784 | 783 | 781 | 779 | 777 | 775 | 773 | 770 | 768 | 765 | 762 | 759 | 756 | 752 | 749 | 746 | 742 | 739 | 736 | 733 | 730 | 727 | 725 | 722 | 720 | 718 | 716 | 715 | 713 | 712 | 712 | 711
| 6 | 793 | 793 | 792 | 791 | 790 | 789 | 787 | 785 | 783 | 780 | 777 | 774 | 771 | 768 | 764 | 760 | 756 | 753 | 749 | 745 | 741 | 737 | 733 | 730 | 726 | 723 | 720 | 717 | 714 | 711 | 709 | 707 | 706 | 705 | 704 | 703
| 7 | 799 | 799 | 799 | 798 | 796 | 795 | 793 | 790 | 788 | 785 | 781 | 778 | 774 | 770 | 766 | 762 | 757 | 753 | 748 | 744 | 739 | 735 | 730 | 726 | 722 | 718 | 714 | 711 | 708 | 705 | 702 | 700 | 698 | 697 | 696 | 695
| 8 | 806 | 806 | 805 | 804 | 803 | 801 | 798 | 796 | 793 | 789 | 785 | 782 | 777 | 773 | 768 | 763 | 758 | 753 | 748 | 743 | 738 | 732 | 727 | 722 | 718 | 713 | 709 | 705 | 701 | 698 | 695 | 693 | 691 | 689 | 688 | 687
| 9 | 812 | 812 | 811 | 810 | 808 | 806 | 804 | 801 | 797 | 794 | 789 | 785 | 780 | 775 | 770 | 764 | 759 | 753 | 747 | 742 | 736 | 730 | 724 | 719 | 714 | 709 | 704 | 699 | 695 | 692 | 688 | 686 | 683 | 682 | 680 | 679
| 10 | 818 | 818 | 817 | 816 | 814 | 812 | 809 | 806 | 802 | 798 | 793 | 788 | 783 | 778 | 772 | 766 | 760 | 753 | 747 | 740 | 734 | 728 | 721 | 715 | 709 | 704 | 698 | 694 | 689 | 685 | 681 | 678 | 676 | 674 | 672 | 672
| 11 | 825 | 824 | 823 | 822 | 820 | 817 | 814 | 811 | 807 | 802 | 797 | 792 | 786 | 780 | 774 | 767 | 760 | 753 | 746 | 739 | 732 | 725 | 718 | 712 | 705 | 699 | 693 | 688 | 683 | 678 | 675 | 671 | 668 | 666 | 665 | 664
| 12 | 830 | 830 | 829 | 828 | 825 | 823 | 819 | 815 | 811 | 806 | 801 | 795 | 789 | 782 | 775 | 768 | 761 | 753 | 746 | 738 | 730 | 723 | 715 | 708 | 701 | 694 | 688 | 682 | 677 | 672 | 668 | 664 | 661 | 659 | 657 | 656
| 13 | 836 | 836 | 835 | 833 | 831 | 828 | 824 | 820 | 815 | 810 | 804 | 798 | 791 | 784 | 777 | 769 | 761 | 753 | 745 | 737 | 729 | 720 | 712 | 705 | 697 | 690 | 683 | 676 | 671 | 665 | 661 | 657 | 654 | 652 | 650 | 649
| 14 | 842 | 841 | 840 | 838 | 836 | 833 | 829 | 824 | 819 | 814 | 808 | 801 | 794 | 786 | 778 | 770 | 762 | 753 | 744 | 736 | 727 | 718 | 709 | 701 | 693 | 685 | 678 | 671 | 665 | 659 | 654 | 650 | 647 | 644 | 643 | 641
| 15 | 847 | 847 | 845 | 843 | 841 | 838 | 833 | 829 | 823 | 817 | 811 | 804 | 796 | 788 | 780 | 771 | 762 | 753 | 744 | 734 | 725 | 715 | 706 | 697 | 689 | 680 | 672 | 665 | 659 | 653 | 648 | 643 | 640 | 637 | 635 | 634
| 16 | 852 | 852 | 851 | 848 | 846 | 842 | 838 | 833 | 827 | 821 | 814 | 806 | 799 | 790 | 781 | 772 | 763 | 753 | 743 | 733 | 723 | 713 | 703 | 694 | 684 | 676 | 667 | 660 | 653 | 646 | 641 | 637 | 633 | 630 | 628 | 627
| 17 | 857 | 857 | 855 | 853 | 850 | 847 | 842 | 837 | 831 | 824 | 817 | 809 | 801 | 792 | 783 | 773 | 763 | 753 | 742 | 732 | 721 | 711 | 700 | 690 | 680 | 671 | 662 | 654 | 646 | 640 | 634 | 630 | 626 | 623 | 621 | 619
| 18 | 862 | 861 | 860 | 858 | 855 | 851 | 846 | 841 | 834 | 827 | 820 | 812 | 803 | 794 | 784 | 773 | 763 | 752 | 741 | 730 | 719 | 708 | 697 | 686 | 676 | 666 | 657 | 648 | 641 | 634 | 628 | 623 | 619 | 616 | 614 | 612
| 19 | 866 | 866 | 865 | 862 | 859 | 855 | 850 | 844 | 838 | 831 | 823 | 814 | 805 | 795 | 785 | 774 | 763 | 752 | 741 | 729 | 717 | 706 | 694 | 683 | 672 | 662 | 652 | 643 | 635 | 628 | 621 | 616 | 612 | 609 | 606 | 605
| 20 | 871 | 870 | 869 | 867 | 863 | 859 | 854 | 848 | 841 | 833 | 825 | 816 | 807 | 796 | 786 | 775 | 763 | 751 | 739 | 727 | 715 | 703 | 691 | 679 | 668 | 657 | 647 | 637 | 629 | 621 | 615 | 609 | 605 | 601 | 599 | 597
| 21 | 875 | 875 | 873 | 871 | 867 | 863 | 857 | 851 | 844 | 836 | 828 | 818 | 808 | 798 | 787 | 775 | 763 | 751 | 739 | 726 | 713 | 701 | 688 | 676 | 664 | 653 | 642 | 632 | 623 | 615 | 609 | 603 | 598 | 594 | 591 | 590
| 22 | 879 | 879 | 877 | 874 | 871 | 866 | 861 | 854 | 847 | 839 | 830 | 820 | 810 | 799 | 787 | 776 | 763 | 750 | 737 | 724 | 711 | 698 | 685 | 672 | 660 | 648 | 637 | 627 | 617 | 609 | 602 | 596 | 591 | 587 | 584 | 582
| 23 | 883 | 882 | 881 | 878 | 875 | 870 | 864 | 857 | 850 | 841 | 832 | 822 | 811 | 800 | 788 | 776 | 763 | 750 | 737 | 723 | 709 | 696 | 682 | 669 | 656 | 644 | 632 | 621 | 612 | 603 | 596 | 589 | 584 | 580 | 577 | 575
| 24 | 887 | 886 | 884 | 882 | 878 | 873 | 867 | 860 | 852 | 844 | 834 | 824 | 813 | 801 | 789 | 776 | 763 | 749 | 735 | 721 | 707 | 693 | 679 | 665 | 652 | 639 | 627 | 616 | 606 | 597 | 589 | 582 | 577 | 573 | 570 | 568
| 25 | 890 | 890 | 888 | 885 | 881 | 876 | 870 | 863 | 855 | 846 | 836 | 825 | 814 | 802 | 789 | 776 | 762 | 748 | 734 | 720 | 705 | 691 | 676 | 662 | 648 | 635 | 622 | 611 | 600 | 591 | 583 | 576 | 570 | 566 | 563 | 561
| 26 | 893 | 893 | 891 | 888 | 884 | 879 | 873 | 865 | 857 | 848 | 838 | 827 | 815 | 803 | 789 | 776 | 762 | 748 | 733 | 718 | 703 | 688 | 673 | 659 | 644 | 631 | 617 | 605 | 594 | 585 | 577 | 569 | 563 | 559 | 555 | 553
| 27 | 896 | 896 | 894 | 891 | 887 | 882 | 875 | 868 | 859 | 850 | 839 | 828 | 816 | 803 | 790 | 776 | 761 | 747 | 732 | 716 | 701 | 685 | 670 | 655 | 640 | 626 | 613 | 600 | 589 | 579 | 570 | 563 | 556 | 552 | 548 | 547
| 28 | 899 | 899 | 897 | 894 | 890 | 884 | 877 | 870 | 861 | 851 | 840 | 829 | 816 | 804 | 790 | 776 | 761 | 746 | 730 | 714 | 699 | 683 | 667 | 652 | 637 | 622 | 608 | 595 | 583 | 573 | 564 | 556 | 550 | 545 | 541 | 539
| 29 | 902 | 901 | 899 | 896 | 892 | 886 | 880 | 872 | 863 | 853 | 842 | 830 | 817 | 804 | 790 | 775 | 760 | 745 | 729 | 713 | 696 | 680 | 664 | 648 | 633 | 618 | 603 | 590 | 578 | 567 | 558 | 549 | 543 | 538 | 535 | 532
| 30 | 904 | 904 | 902 | 899 | 894 | 888 | 882 | 873 | 864 | 854 | 843 | 831 | 818 | 804 | 790 | 775 | 759 | 743 | 727 | 711 | 694 | 678 | 661 | 645 | 629 | 613 | 599 | 585 | 572 | 561 | 551 | 543 | 536 | 531 | 527 | 525
| 31 | 907 | 906 | 904 | 901 | 896 | 890 | 883 | 875 | 866 | 855 | 844 | 831 | 818 | 804 | 789 | 774 | 758 | 742 | 726 | 709 | 692 | 675 | 658 | 641 | 625 | 609 | 594 | 580 | 567 | 555 | 545 | 536 | 529 | 524 | 520 | 517
| 32 | 909 | 908 | 906 | 903 | 898 | 892 | 885 | 876 | 867 | 856 | 844 | 832 | 818 | 804 | 789 | 773 | 757 | 741 | 724 | 707 | 689 | 672 | 655 | 638 | 621 | 605 | 589 | 575 | 561 | 549 | 539 | 530 | 523 | 517 | 513 | 510
| 33 | 911 | 910 | 908 | 904 | 900 | 894 | 886 | 878 | 868 | 857 | 845 | 832 | 818 | 804 | 788 | 772 | 756 | 739 | 722 | 705 | 687 | 669 | 652 | 634 | 617 | 601 | 585 | 570 | 556 | 544 | 533 | 524 | 516 | 510 | 506 | 503
| 34 | 912 | 912 | 909 | 906 | 901 | 895 | 887 | 879 | 869 | 858 | 845 | 832 | 818 | 803 | 788 | 771 | 755 | 737 | 720 | 702 | 684 | 666 | 649 | 631 | 613 | 597 | 580 | 565 | 551 | 538 | 527 | 517 | 510 | 504 | 499 | 497
| 35 | 914 | 913 | 911 | 907 | 902 | 896 | 888 | 879 | 869 | 858 | 846 | 832 | 818 | 803 | 787 | 770 | 753 | 736 | 718 | 700 | 682 | 663 | 645 | 627 | 610 | 592 | 576 | 560 | 545 | 532 | 521 | 511 | 503 | 497 | 493 | 490
| 36 | 915 | 914 | 912 | 908 | 903 | 897 | 889 | 880 | 870 | 858 | 846 | 832 | 817 | 802 | 786 | 769 | 752 | 734 | 716 | 698 | 679 | 660 | 642 | 624 | 606 | 588 | 571 | 555 | 540 | 527 | 515 | 505 | 497 | 490 | 486 | 483
| 37 | 916 | 915 | 913 | 909 | 904 | 898 | 890 | 881 | 870 | 858 | 845 | 832 | 817 | 801 | 785 | 768 | 750 | 732 | 714 | 695 | 676 | 657 | 638 | 620 | 602 | 584 | 567 | 550 | 535 | 521 | 509 | 499 | 490 | 484 | 479 | 477
| 38 | 917 | 916 | 914 | 910 | 905 | 898 | 890 | 881 | 870 | 858 | 845 | 831 | 816 | 800 | 784 | 766 | 748 | 730 | 711 | 692 | 673 | 654 | 635 | 616 | 598 | 580 | 562 | 546 | 530 | 515 | 503 | 493 | 484 | 477 | 473 | 470
| 39 | 917 | 917 | 914 | 911 | 905 | 899 | 890 | 881 | 870 | 858 | 845 | 830 | 815 | 799 | 782 | 765 | 746 | 728 | 709 | 690 | 670 | 651 | 632 | 613 | 594 | 576 | 558 | 541 | 525 | 510 | 497 | 487 | 478 | 470 | 466 | 463
| 40 | 918 | 917 | 915 | 911 | 906 | 899 | 890 | 881 | 870 | 858 | 844 | 830 | 814 | 798 | 781 | 763 | 745 | 726 | 707 | 687 | 667 | 648 | 628 | 609 | 590 | 571 | 553 | 536 | 520 | 505 | 491 | 480 | 471 | 464 | 459 | 457
| 41 | 918 | 917 | 915 | 911 | 906 | 899 | 890 | 880 | 869 | 857 | 843 | 829 | 813 | 796 | 779 | 761 | 743 | 723 | 704 | 684 | 664 | 644 | 625 | 605 | 586 | 567 | 549 | 532 | 515 | 500 | 486 | 475 | 465 | 458 | 452 | 450
| 42 | 918 | 917 | 915 | 911 | 905 | 898 | 890 | 880 | 869 | 856 | 842 | 827 | 812 | 795 | 777 | 759 | 740 | 721 | 701 | 681 | 661 | 641 | 621 | 601 | 582 | 563 | 544 | 527 | 510 | 494 | 480 | 469 | 459 | 451 | 446 | 443
| 43 | 918 | 917 | 914 | 910 | 905 | 898 | 889 | 879 | 868 | 855 | 841 | 826 | 810 | 793 | 775 | 757 | 738 | 718 | 699 | 678 | 658 | 638 | 617 | 597 | 578 | 559 | 540 | 522 | 505 | 489 | 475 | 463 | 453 | 445 | 439 | 436
| 44 | 917 | 916 | 914 | 910 | 904 | 897 | 889 | 878 | 867 | 854 | 840 | 825 | 808 | 791 | 773 | 755 | 735 | 716 | 696 | 675 | 655 | 634 | 614 | 593 | 574 | 554 | 535 | 518 | 500 | 484 | 470 | 457 | 447 | 439 | 433 | 430
| 45 | 916 | 916 | 913 | 909 | 904 | 896 | 888 | 877 | 866 | 853 | 838 | 823 | 807 | 789 | 771 | 752 | 733 | 713 | 693 | 672 | 651 | 630 | 610 | 589 | 569 | 550 | 531 | 513 | 496 | 479 | 464 | 451 | 441 | 433 | 427 | 424
| 46 | 916 | 915 | 912 | 908 | 903 | 895 | 886 | 876 | 864 | 851 | 837 | 821 | 805 | 787 | 769 | 750 | 730 | 710 | 690 | 669 | 648 | 627 | 606 | 585 | 565 | 546 | 527 | 508 | 491 | 474 | 459 | 446 | 435 | 427 | 421 | 418
| 47 | 914 | 914 | 911 | 907 | 901 | 894 | 885 | 875 | 863 | 849 | 835 | 819 | 802 | 785 | 766 | 747 | 727 | 707 | 686 | 665 | 644 | 623 | 602 | 581 | 561 | 541 | 522 | 504 | 486 | 469 | 454 | 441 | 430 | 421 | 415 | 411
| 48 | 913 | 912 | 910 | 906 | 900 | 892 | 883 | 873 | 861 | 847 | 833 | 817 | 800 | 782 | 764 | 744 | 724 | 704 | 683 | 662 | 640 | 619 | 598 | 577 | 557 | 537 | 517 | 499 | 481 | 464 | 449 | 435 | 424 | 415 | 409 | 405
| 49 | 912 | 911 | 908 | 904 | 898 | 891 | 882 | 871 | 859 | 845 | 831 | 815 | 798 | 780 | 761 | 741 | 721 | 701 | 679 | 658 | 637 | 615 | 594 | 573 | 552 | 532 | 513 | 494 | 476 | 460 | 444 | 430 | 418 | 410 | 403 | 399
| 50 | 910 | 909 | 906 | 902 | 896 | 889 | 880 | 869 | 857 | 843 | 828 | 812 | 795 | 777 | 758 | 738 | 718 | 697 | 676 | 654 | 633 | 611 | 590 | 569 | 548 | 528 | 508 | 489 | 472 | 455 | 439 | 425 | 413 | 404 | 398 | 394
| 51 | 908 | 907 | 904 | 900 | 894 | 887 | 878 | 867 | 854 | 841 | 826 | 809 | 792 | 774 | 755 | 735 | 715 | 694 | 672 | 651 | 629 | 607 | 586 | 564 | 543 | 523 | 504 | 485 | 467 | 450 | 434 | 420 | 408 | 398 | 392 | 388
| 52 | 906 | 905 | 902 | 898 | 892 | 884 | 875 | 864 | 852 | 838 | 823 | 807 | 789 | 771 | 752 | 732 | 711 | 690 | 669 | 647 | 625 | 603 | 581 | 560 | 539 | 519 | 499 | 480 | 462 | 445 | 429 | 415 | 403 | 393 | 386 | 382
| 53 | 903 | 902 | 900 | 896 | 890 | 882 | 873 | 862 | 849 | 835 | 820 | 804 | 786 | 768 | 748 | 728 | 708 | 686 | 665 | 643 | 621 | 599 | 577 | 556 | 535 | 514 | 494 | 475 | 457 | 440 | 424 | 410 | 398 | 388 | 381 | 377
| 54 | 901 | 900 | 897 | 893 | 887 | 879 | 870 | 859 | 846 | 832 | 817 | 800 | 783 | 764 | 745 | 725 | 704 | 682 | 661 | 639 | 617 | 595 | 573 | 551 | 530 | 509 | 490 | 470 | 452 | 435 | 419 | 405 | 393 | 383 | 376 | 371
| 55 | 898 | 897 | 894 | 890 | 884 | 876 | 867 | 856 | 843 | 829 | 814 | 797 | 779 | 761 | 741 | 721 | 700 | 679 | 657 | 635 | 612 | 590 | 568 | 547 | 525 | 505 | 485 | 466 | 448 | 430 | 414 | 400 | 387 | 378 | 371 | 366
| 56 | 895 | 894 | 891 | 887 | 881 | 873 | 864 | 853 | 840 | 826 | 810 | 793 | 776 | 757 | 737 | 717 | 696 | 674 | 653 | 630 | 608 | 586 | 564 | 542 | 521 | 500 | 480 | 461 | 443 | 425 | 409 | 395 | 382 | 373 | 365 | 361
| 57 | 892 | 891 | 888 | 884 | 878 | 870 | 860 | 849 | 836 | 822 | 807 | 790 | 772 | 753 | 733 | 713 | 692 | 670 | 648 | 626 | 604 | 581 | 559 | 537 | 516 | 495 | 475 | 456 | 438 | 421 | 405 | 390 | 378 | 368 | 360 | 356
| 58 | 888 | 887 | 885 | 880 | 874 | 866 | 857 | 846 | 833 | 819 | 803 | 786 | 768 | 749 | 729 | 709 | 688 | 666 | 644 | 622 | 599 | 577 | 555 | 533 | 511 | 490 | 470 | 451 | 433 | 416 | 400 | 385 | 373 | 363 | 355 | 351
| 59 | 885 | 884 | 881 | 877 | 870 | 863 | 853 | 842 | 829 | 815 | 799 | 782 | 764 | 745 | 725 | 705 | 683 | 662 | 639 | 617 | 595 | 572 | 550 | 528 | 507 | 486 | 466 | 446 | 428 | 411 | 395 | 380 | 368 | 358 | 350 | 346
| 60 | 881 | 880 | 877 | 873 | 867 | 859 | 849 | 838 | 825 | 811 | 795 | 778 | 760 | 741 | 721 | 700 | 679 | 657 | 635 | 613 | 590 | 567 | 545 | 523 | 502 | 481 | 461 | 442 | 423 | 406 | 390 | 376 | 363 | 353 | 345 | 341
| 61 | 877 | 876 | 873 | 869 | 863 | 855 | 845 | 834 | 821 | 806 | 791 | 774 | 756 | 736 | 716 | 696 | 674 | 653 | 630 | 608 | 585 | 563 | 540 | 518 | 497 | 476 | 456 | 437 | 418 | 401 | 385 | 371 | 358 | 348 | 341 | 336
| 62 | 872 | 871 | 869 | 864 | 858 | 850 | 841 | 830 | 817 | 802 | 786 | 769 | 751 | 732 | 712 | 691 | 670 | 648 | 626 | 603 | 580 | 558 | 535 | 513 | 492 | 471 | 451 | 432 | 414 | 397 | 381 | 366 | 354 | 344 | 336 | 331
| 63 | 868 | 867 | 864 | 860 | 854 | 846 | 836 | 825 | 812 | 798 | 782 | 765 | 746 | 727 | 707 | 686 | 665 | 643 | 621 | 598 | 575 | 553 | 531 | 509 | 487 | 466 | 446 | 427 | 409 | 392 | 376 | 361 | 349 | 339 | 331 | 327
| 64 | 863 | 862 | 860 | 855 | 849 | 841 | 831 | 820 | 807 | 793 | 777 | 760 | 742 | 722 | 702 | 681 | 660 | 638 | 616 | 593 | 570 | 548 | 526 | 504 | 482 | 461 | 441 | 422 | 404 | 387 | 371 | 357 | 344 | 334 | 327 | 322
| 65 | 858 | 857 | 855 | 850 | 844 | 836 | 827 | 815 | 802 | 788 | 772 | 755 | 737 | 717 | 697 | 676 | 655 | 633 | 611 | 588 | 566 | 543 | 520 | 498 | 477 | 456 | 436 | 417 | 399 | 382 | 366 | 352 | 340 | 330 | 322 | 318
| 66 | 853 | 852 | 850 | 845 | 839 | 831 | 822 | 810 | 797 | 783 | 767 | 750 | 731 | 712 | 692 | 671 | 650 | 628 | 606 | 583 | 560 | 538 | 515 | 493 | 472 | 451 | 431 | 412 | 394 | 377 | 362 | 347 | 335 | 325 | 318 | 313
| 67 | 848 | 847 | 844 | 840 | 834 | 826 | 816 | 805 | 792 | 778 | 762 | 745 | 726 | 707 | 687 | 666 | 645 | 623 | 601 | 578 | 555 | 533 | 510 | 488 | 467 | 446 | 426 | 407 | 389 | 372 | 357 | 343 | 331 | 321 | 313 | 309
| 68 | 842 | 841 | 839 | 834 | 828 | 821 | 811 | 800 | 787 | 772 | 756 | 739 | 721 | 702 | 681 | 661 | 639 | 617 | 595 | 573 | 550 | 527 | 505 | 483 | 462 | 441 | 421 | 402 | 384 | 367 | 352 | 338 | 326 | 316 | 309 | 304
| 69 | 836 | 836 | 833 | 829 | 823 | 815 | 805 | 794 | 781 | 766 | 751 | 734 | 716 | 696 | 676 | 655 | 634 | 612 | 590 | 567 | 545 | 522 | 500 | 478 | 456 | 436 | 416 | 397 | 379 | 363 | 347 | 333 | 322 | 311 | 304 | 300
| 70 | 831 | 830 | 827 | 823 | 817 | 809 | 799 | 788 | 775 | 761 | 745 | 728 | 710 | 691 | 671 | 650 | 628 | 606 | 584 | 562 | 539 | 517 | 494 | 473 | 451 | 431 | 411 | 392 | 375 | 358 | 343 | 329 | 317 | 307 | 300 | 296
| 71 | 824 | 824 | 821 | 817 | 811 | 803 | 793 | 782 | 769 | 755 | 739 | 722 | 704 | 684 | 665 | 644 | 623 | 601 | 579 | 556 | 534 | 511 | 489 | 467 | 446 | 426 | 406 | 387 | 370 | 353 | 338 | 324 | 312 | 303 | 296 | 291
| 72 | 818 | 818 | 815 | 811 | 805 | 797 | 787 | 776 | 763 | 749 | 733 | 716 | 698 | 679 | 659 | 638 | 617 | 595 | 573 | 551 | 528 | 506 | 484 | 462 | 441 | 421 | 401 | 382 | 365 | 348 | 333 | 320 | 308 | 298 | 291 | 287
| 73 | 812 | 811 | 808 | 804 | 798 | 791 | 781 | 770 | 757 | 743 | 727 | 710 | 692 | 673 | 653 | 632 | 611 | 589 | 567 | 545 | 523 | 500 | 478 | 457 | 436 | 415 | 396 | 377 | 360 | 344 | 328 | 315 | 303 | 294 | 287 | 283
| 74 | 805 | 804 | 802 | 798 | 792 | 784 | 774 | 763 | 751 | 736 | 721 | 704 | 686 | 667 | 647 | 626 | 605 | 584 | 562 | 539 | 517 | 495 | 473 | 451 | 430 | 410 | 391 | 372 | 355 | 339 | 324 | 310 | 299 | 289 | 283 | 279
| 75 | 798 | 797 | 795 | 791 | 785 | 777 | 768 | 757 | 744 | 730 | 714 | 697 | 679 | 661 | 641 | 620 | 599 | 577 | 556 | 534 | 511 | 489 | 467 | 446 | 425 | 405 | 386 | 367 | 350 | 334 | 319 | 306 | 295 | 285 | 278 | 274
| 76 | 791 | 790 | 788 | 784 | 778 | 770 | 761 | 750 | 737 | 723 | 708 | 691 | 673 | 654 | 634 | 614 | 593 | 572 | 550 | 528 | 506 | 483 | 462 | 440 | 420 | 400 | 380 | 362 | 345 | 329 | 315 | 301 | 290 | 281 | 274 | 270
| 77 | 784 | 783 | 781 | 777 | 771 | 763 | 754 | 743 | 731 | 717 | 701 | 684 | 666 | 648 | 628 | 607 | 587 | 566 | 544 | 522 | 500 | 478 | 456 | 435 | 414 | 395 | 375 | 357 | 340 | 324 | 310 | 297 | 286 | 277 | 270 | 266
| 78 | 776 | 776 | 773 | 769 | 763 | 756 | 747 | 736 | 724 | 710 | 694 | 678 | 660 | 641 | 622 | 601 | 580 | 559 | 538 | 516 | 494 | 472 | 451 | 430 | 409 | 389 | 370 | 352 | 335 | 320 | 305 | 292 | 281 | 272 | 266 | 262
| 79 | 769 | 768 | 766 | 762 | 756 | 749 | 739 | 729 | 716 | 702 | 687 | 671 | 653 | 635 | 615 | 595 | 574 | 553 | 532 | 510 | 488 | 466 | 445 | 424 | 404 | 384 | 365 | 348 | 331 | 315 | 301 | 288 | 277 | 268 | 262 | 257
| 80 | 761 | 760 | 758 | 754 | 748 | 741 | 732 | 721 | 709 | 695 | 680 | 664 | 646 | 628 | 609 | 589 | 568 | 547 | 525 | 504 | 482 | 460 | 439 | 418 | 398 | 379 | 360 | 342 | 325 | 310 | 296 | 284 | 273 | 264 | 257 | 254
| 81 | 753 | 753 | 750 | 746 | 741 | 733 | 724 | 714 | 702 | 688 | 673 | 657 | 639 | 621 | 601 | 582 | 562 | 540 | 519 | 497 | 476 | 455 | 433 | 413 | 393 | 373 | 355 | 337 | 321 | 306 | 292 | 279 | 269 | 260 | 253 | 249
| 82 | 745 | 744 | 742 | 738 | 733 | 725 | 717 | 706 | 694 | 680 | 665 | 649 | 632 | 614 | 595 | 575 | 554 | 534 | 513 | 491 | 470 | 449 | 428 | 407 | 387 | 368 | 350 | 332 | 316 | 301 | 287 | 275 | 264 | 256 | 249 | 245
| 83 | 737 | 736 | 734 | 730 | 724 | 717 | 709 | 698 | 686 | 673 | 658 | 642 | 625 | 607 | 588 | 568 | 548 | 527 | 507 | 485 | 464 | 443 | 422 | 401 | 382 | 363 | 345 | 327 | 311 | 296 | 282 | 270 | 260 | 252 | 245 | 241
| 84 | 728 | 728 | 725 | 721 | 716 | 709 | 700 | 690 | 678 | 665 | 650 | 634 | 617 | 599 | 581 | 561 | 541 | 521 | 500 | 479 | 458 | 437 | 416 | 396 | 376 | 357 | 339 | 322 | 306 | 291 | 278 | 266 | 255 | 247 | 241 | 237
| 85 | 720 | 719 | 717 | 713 | 708 | 701 | 692 | 682 | 670 | 657 | 643 | 627 | 610 | 592 | 573 | 555 | 535 | 514 | 493 | 472 | 452 | 431 | 410 | 390 | 371 | 352 | 334 | 317 | 301 | 287 | 274 | 261 | 251 | 243 | 237 | 233
| 86 | 711 | 710 | 708 | 704 | 699 | 692 | 684 | 674 | 662 | 649 | 635 | 619 | 603 | 585 | 566 | 547 | 528 | 508 | 487 | 466 | 445 | 425 | 405 | 385 | 365 | 347 | 329 | 312 | 297 | 282 | 269 | 257 | 247 | 239 | 233 | 230
| 87 | 702 | 701 | 699 | 696 | 690 | 684 | 675 | 666 | 654 | 641 | 627 | 611 | 595 | 577 | 559 | 540 | 520 | 501 | 480 | 460 | 439 | 419 | 399 | 379 | 360 | 342 | 324 | 307 | 292 | 278 | 264 | 253 | 243 | 235 | 229 | 226
| 88 | 693 | 692 | 690 | 687 | 681 | 675 | 667 | 657 | 646 | 633 | 619 | 603 | 587 | 570 | 552 | 533 | 514 | 493 | 473 | 454 | 433 | 413 | 393 | 373 | 354 | 336 | 319 | 303 | 287 | 273 | 260 | 249 | 239 | 231 | 225 | 222
| 89 | 683 | 683 | 681 | 677 | 672 | 666 | 658 | 648 | 637 | 624 | 610 | 595 | 579 | 562 | 544 | 526 | 507 | 487 | 467 | 447 | 427 | 407 | 387 | 368 | 349 | 331 | 314 | 297 | 283 | 268 | 256 | 244 | 235 | 227 | 221 | 218
| 90 | 674 | 674 | 671 | 668 | 663 | 657 | 649 | 640 | 629 | 616 | 602 | 588 | 572 | 555 | 537 | 518 | 500 | 480 | 460 | 440 | 420 | 401 | 381 | 362 | 343 | 325 | 309 | 293 | 278 | 264 | 251 | 240 | 231 | 223 | 217 | 214

## Zone-11 (hidden)
Inclination (variation from horizontal) | Orientation (variation from south)
| Slope | 0 | 5 | 10 | 15 | 20 | 25 | 30 | 35 | 40 | 45 | 50 | 55 | 60 | 65 | 70 | 75 | 80 | 85 | 90 | 95 | 100 | 105 | 110 | 115 | 120 | 125 | 130 | 135 | 140 | 145 | 150 | 155 | 160 | 165 | 170 | 175
| 0 | 750 | 750 | 750 | 750 | 750 | 750 | 750 | 750 | 750 | 750 | 750 | 750 | 750 | 750 | 750 | 750 | 750 | 750 | 750 | 750 | 750 | 750 | 750 | 750 | 750 | 750 | 750 | 750 | 750 | 750 | 750 | 750 | 750 | 750 | 750 | 750
| 1 | 756 | 756 | 756 | 756 | 756 | 755 | 755 | 755 | 754 | 754 | 754 | 753 | 753 | 752 | 752 | 751 | 750 | 750 | 749 | 749 | 748 | 747 | 747 | 746 | 746 | 745 | 745 | 744 | 744 | 743 | 743 | 743 | 743 | 742 | 742 | 742
| 2 | 763 | 763 | 763 | 762 | 762 | 762 | 761 | 760 | 760 | 759 | 758 | 757 | 756 | 755 | 754 | 753 | 751 | 750 | 749 | 748 | 747 | 745 | 744 | 743 | 742 | 741 | 740 | 739 | 738 | 738 | 737 | 736 | 736 | 736 | 735 | 735
| 3 | 769 | 769 | 769 | 769 | 768 | 767 | 767 | 766 | 765 | 763 | 762 | 761 | 759 | 757 | 756 | 754 | 752 | 751 | 749 | 747 | 745 | 743 | 742 | 740 | 738 | 737 | 735 | 734 | 733 | 732 | 731 | 730 | 729 | 729 | 728 | 728
| 4 | 776 | 776 | 775 | 775 | 774 | 773 | 772 | 771 | 769 | 768 | 766 | 764 | 762 | 760 | 758 | 756 | 753 | 751 | 748 | 746 | 744 | 741 | 739 | 737 | 735 | 732 | 731 | 729 | 727 | 726 | 724 | 723 | 722 | 721 | 721 | 721
| 5 | 782 | 782 | 782 | 781 | 780 | 779 | 778 | 776 | 774 | 772 | 770 | 768 | 765 | 763 | 760 | 757 | 754 | 751 | 748 | 745 | 742 | 739 | 736 | 733 | 731 | 728 | 726 | 723 | 721 | 719 | 718 | 716 | 715 | 714 | 714 | 713
| 6 | 788 | 788 | 788 | 787 | 786 | 785 | 783 | 781 | 779 | 777 | 774 | 771 | 768 | 765 | 762 | 758 | 755 | 751 | 748 | 744 | 740 | 737 | 733 | 730 | 727 | 724 | 721 | 718 | 716 | 713 | 711 | 710 | 708 | 707 | 706 | 706
| 7 | 794 | 794 | 794 | 793 | 791 | 790 | 788 | 786 | 783 | 781 | 778 | 774 | 771 | 767 | 763 | 759 | 755 | 751 | 747 | 743 | 739 | 735 | 731 | 727 | 723 | 719 | 716 | 713 | 710 | 707 | 705 | 703 | 701 | 700 | 699 | 698
| 8 | 800 | 800 | 799 | 798 | 797 | 795 | 793 | 791 | 788 | 785 | 781 | 778 | 774 | 769 | 765 | 761 | 756 | 751 | 747 | 742 | 737 | 732 | 728 | 723 | 719 | 715 | 711 | 707 | 704 | 701 | 698 | 696 | 694 | 693 | 691 | 691
| 9 | 806 | 806 | 805 | 804 | 802 | 800 | 798 | 795 | 792 | 789 | 785 | 781 | 776 | 772 | 767 | 762 | 756 | 751 | 746 | 741 | 735 | 730 | 725 | 720 | 715 | 710 | 706 | 702 | 698 | 695 | 692 | 689 | 687 | 685 | 684 | 683
| 10 | 811 | 811 | 810 | 809 | 807 | 805 | 803 | 800 | 796 | 792 | 788 | 784 | 779 | 774 | 768 | 763 | 757 | 751 | 745 | 739 | 733 | 728 | 722 | 716 | 711 | 706 | 701 | 696 | 692 | 688 | 685 | 682 | 680 | 678 | 677 | 676
| 11 | 817 | 816 | 816 | 814 | 812 | 810 | 807 | 804 | 800 | 796 | 791 | 786 | 781 | 776 | 770 | 764 | 757 | 751 | 744 | 738 | 731 | 725 | 719 | 713 | 707 | 701 | 696 | 691 | 686 | 682 | 678 | 675 | 673 | 671 | 669 | 668
| 12 | 822 | 822 | 821 | 819 | 817 | 815 | 812 | 808 | 804 | 800 | 795 | 789 | 783 | 777 | 771 | 764 | 758 | 751 | 744 | 737 | 730 | 723 | 716 | 709 | 703 | 696 | 691 | 685 | 680 | 676 | 672 | 668 | 666 | 663 | 662 | 661
| 13 | 827 | 827 | 826 | 824 | 822 | 819 | 816 | 812 | 808 | 803 | 798 | 792 | 786 | 779 | 772 | 765 | 758 | 750 | 743 | 735 | 728 | 720 | 713 | 705 | 698 | 692 | 685 | 680 | 674 | 669 | 665 | 661 | 659 | 656 | 655 | 654
| 14 | 832 | 831 | 830 | 829 | 827 | 824 | 820 | 816 | 811 | 806 | 800 | 794 | 788 | 781 | 773 | 766 | 758 | 750 | 742 | 734 | 726 | 718 | 710 | 702 | 694 | 687 | 680 | 674 | 668 | 663 | 659 | 655 | 652 | 649 | 648 | 647
| 15 | 837 | 836 | 835 | 833 | 831 | 828 | 824 | 820 | 815 | 809 | 803 | 797 | 790 | 782 | 775 | 766 | 758 | 750 | 741 | 732 | 724 | 715 | 707 | 698 | 690 | 683 | 675 | 669 | 662 | 657 | 652 | 648 | 645 | 642 | 640 | 639
| 16 | 841 | 841 | 840 | 838 | 835 | 832 | 828 | 823 | 818 | 812 | 806 | 799 | 792 | 784 | 776 | 767 | 758 | 749 | 740 | 731 | 722 | 713 | 703 | 695 | 686 | 678 | 670 | 663 | 657 | 651 | 646 | 642 | 638 | 635 | 633 | 632
| 17 | 845 | 845 | 844 | 842 | 839 | 836 | 832 | 827 | 821 | 815 | 808 | 801 | 793 | 785 | 776 | 768 | 758 | 749 | 739 | 730 | 720 | 710 | 701 | 691 | 682 | 673 | 665 | 658 | 651 | 644 | 639 | 635 | 631 | 629 | 627 | 625
| 18 | 849 | 849 | 848 | 846 | 843 | 840 | 835 | 830 | 824 | 818 | 811 | 803 | 795 | 786 | 777 | 768 | 758 | 748 | 738 | 728 | 718 | 707 | 697 | 687 | 678 | 669 | 660 | 652 | 645 | 638 | 633 | 628 | 625 | 621 | 619 | 618
| 19 | 853 | 853 | 852 | 850 | 847 | 843 | 838 | 833 | 827 | 820 | 813 | 805 | 796 | 787 | 778 | 768 | 758 | 748 | 737 | 726 | 716 | 705 | 694 | 684 | 674 | 664 | 655 | 647 | 639 | 632 | 627 | 622 | 618 | 615 | 613 | 611
| 20 | 857 | 857 | 856 | 853 | 850 | 846 | 842 | 836 | 830 | 823 | 815 | 807 | 798 | 789 | 779 | 768 | 758 | 747 | 736 | 725 | 713 | 702 | 691 | 680 | 670 | 660 | 650 | 641 | 633 | 626 | 620 | 615 | 611 | 608 | 605 | 604
| 21 | 861 | 860 | 859 | 857 | 854 | 850 | 845 | 839 | 832 | 825 | 817 | 808 | 799 | 789 | 779 | 769 | 757 | 746 | 735 | 723 | 711 | 700 | 688 | 677 | 666 | 655 | 645 | 636 | 628 | 620 | 614 | 609 | 604 | 601 | 598 | 596
| 22 | 864 | 864 | 862 | 860 | 857 | 853 | 848 | 841 | 835 | 827 | 819 | 810 | 800 | 790 | 780 | 768 | 757 | 745 | 733 | 721 | 709 | 697 | 685 | 673 | 662 | 651 | 640 | 631 | 622 | 614 | 608 | 602 | 597 | 594 | 591 | 589
| 23 | 868 | 867 | 866 | 863 | 860 | 855 | 850 | 844 | 837 | 829 | 820 | 811 | 801 | 791 | 780 | 768 | 757 | 745 | 732 | 720 | 707 | 694 | 682 | 670 | 658 | 646 | 635 | 625 | 616 | 608 | 601 | 595 | 590 | 586 | 584 | 582
| 24 | 871 | 870 | 869 | 866 | 863 | 858 | 853 | 846 | 839 | 831 | 822 | 813 | 802 | 791 | 780 | 768 | 756 | 744 | 731 | 718 | 705 | 692 | 679 | 666 | 654 | 642 | 630 | 620 | 610 | 602 | 595 | 589 | 584 | 579 | 577 | 575
| 25 | 874 | 873 | 871 | 869 | 865 | 861 | 855 | 848 | 841 | 833 | 824 | 814 | 803 | 792 | 780 | 768 | 755 | 742 | 729 | 716 | 702 | 689 | 676 | 662 | 650 | 637 | 626 | 615 | 605 | 596 | 589 | 582 | 577 | 572 | 570 | 568
| 26 | 876 | 876 | 874 | 871 | 868 | 863 | 857 | 850 | 843 | 834 | 825 | 814 | 804 | 792 | 780 | 768 | 755 | 741 | 728 | 714 | 700 | 686 | 672 | 659 | 646 | 633 | 621 | 609 | 599 | 590 | 582 | 575 | 570 | 566 | 563 | 561
| 27 | 879 | 878 | 877 | 874 | 870 | 865 | 859 | 852 | 844 | 835 | 826 | 815 | 804 | 792 | 780 | 767 | 754 | 740 | 726 | 712 | 698 | 683 | 669 | 655 | 642 | 628 | 616 | 604 | 594 | 584 | 576 | 569 | 563 | 559 | 556 | 554
| 28 | 881 | 881 | 879 | 876 | 872 | 867 | 861 | 854 | 846 | 837 | 827 | 816 | 804 | 793 | 780 | 767 | 753 | 739 | 724 | 710 | 695 | 681 | 666 | 652 | 638 | 624 | 611 | 599 | 588 | 578 | 570 | 562 | 556 | 552 | 548 | 547
| 29 | 883 | 883 | 881 | 878 | 874 | 869 | 863 | 855 | 847 | 838 | 827 | 816 | 805 | 792 | 779 | 766 | 752 | 737 | 723 | 708 | 693 | 678 | 663 | 648 | 634 | 619 | 606 | 594 | 582 | 572 | 564 | 556 | 550 | 545 | 542 | 540
| 30 | 885 | 884 | 883 | 880 | 876 | 870 | 864 | 857 | 848 | 838 | 828 | 817 | 805 | 792 | 779 | 765 | 751 | 736 | 721 | 706 | 690 | 675 | 660 | 645 | 630 | 615 | 602 | 589 | 577 | 566 | 557 | 549 | 543 | 538 | 535 | 533
| 31 | 887 | 886 | 884 | 881 | 877 | 872 | 865 | 858 | 849 | 839 | 829 | 817 | 805 | 792 | 778 | 764 | 749 | 734 | 719 | 704 | 688 | 672 | 656 | 641 | 626 | 611 | 597 | 583 | 571 | 560 | 551 | 543 | 536 | 531 | 528 | 525
| 32 | 888 | 888 | 886 | 883 | 879 | 873 | 866 | 859 | 850 | 840 | 829 | 817 | 805 | 791 | 777 | 763 | 748 | 733 | 717 | 701 | 685 | 669 | 653 | 637 | 622 | 607 | 592 | 578 | 566 | 555 | 545 | 537 | 530 | 524 | 521 | 518
| 33 | 890 | 889 | 887 | 884 | 880 | 874 | 867 | 859 | 850 | 840 | 829 | 817 | 804 | 791 | 777 | 762 | 747 | 731 | 715 | 699 | 682 | 666 | 650 | 634 | 618 | 602 | 587 | 573 | 560 | 549 | 539 | 530 | 523 | 518 | 514 | 511
| 34 | 891 | 890 | 888 | 885 | 881 | 875 | 868 | 860 | 851 | 840 | 829 | 817 | 804 | 790 | 776 | 761 | 745 | 729 | 713 | 696 | 680 | 663 | 647 | 630 | 614 | 598 | 583 | 568 | 555 | 543 | 533 | 524 | 517 | 511 | 507 | 504
| 35 | 892 | 891 | 889 | 886 | 881 | 876 | 868 | 860 | 851 | 840 | 829 | 816 | 803 | 789 | 774 | 759 | 743 | 727 | 711 | 694 | 677 | 660 | 643 | 626 | 610 | 594 | 578 | 563 | 550 | 537 | 527 | 517 | 510 | 504 | 500 | 497
| 36 | 892 | 892 | 890 | 887 | 882 | 876 | 869 | 860 | 851 | 840 | 829 | 816 | 802 | 788 | 773 | 758 | 742 | 725 | 708 | 691 | 674 | 657 | 639 | 622 | 606 | 589 | 573 | 558 | 544 | 532 | 520 | 511 | 503 | 497 | 493 | 490
| 37 | 893 | 892 | 890 | 887 | 882 | 876 | 869 | 860 | 851 | 840 | 828 | 815 | 801 | 787 | 772 | 756 | 740 | 723 | 706 | 689 | 671 | 653 | 636 | 619 | 602 | 585 | 569 | 554 | 539 | 526 | 515 | 505 | 497 | 491 | 487 | 484
| 38 | 893 | 893 | 891 | 887 | 882 | 876 | 869 | 860 | 850 | 839 | 827 | 814 | 800 | 786 | 770 | 754 | 738 | 721 | 703 | 686 | 668 | 650 | 632 | 615 | 597 | 580 | 564 | 549 | 534 | 520 | 508 | 499 | 490 | 484 | 480 | 477
| 39 | 893 | 893 | 891 | 887 | 882 | 876 | 869 | 860 | 850 | 839 | 826 | 813 | 799 | 784 | 769 | 752 | 735 | 718 | 701 | 683 | 665 | 647 | 629 | 611 | 593 | 576 | 560 | 544 | 529 | 515 | 503 | 492 | 484 | 477 | 473 | 471
| 40 | 893 | 893 | 891 | 887 | 882 | 876 | 868 | 859 | 849 | 838 | 825 | 812 | 798 | 783 | 767 | 750 | 733 | 716 | 698 | 680 | 662 | 643 | 625 | 607 | 589 | 572 | 555 | 539 | 524 | 509 | 497 | 486 | 478 | 471 | 466 | 464
| 41 | 893 | 892 | 890 | 887 | 882 | 875 | 868 | 859 | 848 | 837 | 824 | 811 | 796 | 781 | 765 | 748 | 731 | 713 | 695 | 677 | 658 | 640 | 621 | 603 | 585 | 567 | 550 | 534 | 518 | 504 | 491 | 480 | 471 | 464 | 460 | 457
| 42 | 893 | 892 | 890 | 886 | 881 | 875 | 867 | 858 | 847 | 836 | 823 | 809 | 795 | 779 | 763 | 746 | 728 | 711 | 692 | 674 | 655 | 636 | 617 | 599 | 581 | 563 | 546 | 529 | 513 | 499 | 485 | 474 | 465 | 458 | 453 | 450
| 43 | 892 | 891 | 889 | 885 | 880 | 874 | 866 | 857 | 846 | 834 | 821 | 808 | 793 | 777 | 761 | 743 | 726 | 708 | 689 | 670 | 652 | 633 | 614 | 595 | 576 | 559 | 541 | 524 | 508 | 493 | 480 | 468 | 459 | 452 | 446 | 444
| 44 | 891 | 890 | 888 | 884 | 879 | 873 | 865 | 855 | 845 | 833 | 820 | 806 | 791 | 775 | 758 | 741 | 723 | 705 | 686 | 667 | 648 | 629 | 610 | 591 | 572 | 554 | 536 | 520 | 503 | 488 | 474 | 462 | 453 | 445 | 440 | 437
| 45 | 890 | 889 | 887 | 883 | 878 | 872 | 863 | 854 | 843 | 831 | 818 | 804 | 789 | 772 | 756 | 738 | 720 | 702 | 683 | 664 | 644 | 625 | 606 | 587 | 568 | 550 | 532 | 515 | 498 | 483 | 469 | 457 | 447 | 439 | 434 | 430
| 46 | 889 | 888 | 886 | 882 | 877 | 870 | 862 | 852 | 841 | 829 | 816 | 802 | 786 | 770 | 753 | 735 | 717 | 699 | 680 | 660 | 641 | 621 | 602 | 582 | 563 | 545 | 527 | 510 | 493 | 478 | 463 | 451 | 441 | 433 | 427 | 424
| 47 | 887 | 886 | 884 | 880 | 875 | 868 | 860 | 851 | 840 | 827 | 814 | 799 | 784 | 767 | 750 | 733 | 714 | 695 | 676 | 657 | 637 | 617 | 598 | 578 | 559 | 540 | 522 | 505 | 488 | 473 | 458 | 445 | 435 | 427 | 421 | 418
| 48 | 885 | 885 | 882 | 879 | 873 | 867 | 858 | 849 | 837 | 825 | 811 | 797 | 781 | 765 | 747 | 729 | 711 | 692 | 673 | 653 | 633 | 613 | 593 | 574 | 555 | 536 | 518 | 500 | 483 | 467 | 453 | 440 | 429 | 421 | 415 | 412
| 49 | 883 | 883 | 880 | 877 | 871 | 864 | 856 | 846 | 835 | 823 | 809 | 794 | 778 | 762 | 744 | 726 | 708 | 688 | 669 | 649 | 629 | 609 | 589 | 569 | 550 | 531 | 513 | 495 | 478 | 462 | 447 | 434 | 423 | 415 | 409 | 405
| 50 | 881 | 881 | 878 | 874 | 869 | 862 | 854 | 844 | 833 | 820 | 806 | 791 | 775 | 759 | 741 | 723 | 704 | 685 | 665 | 645 | 625 | 605 | 585 | 565 | 546 | 527 | 508 | 490 | 473 | 457 | 442 | 429 | 418 | 409 | 403 | 399
| 51 | 879 | 878 | 876 | 872 | 867 | 860 | 851 | 841 | 830 | 817 | 803 | 788 | 772 | 755 | 738 | 720 | 701 | 681 | 661 | 641 | 621 | 601 | 581 | 561 | 541 | 522 | 503 | 486 | 468 | 452 | 437 | 424 | 412 | 403 | 397 | 393
| 52 | 877 | 876 | 873 | 870 | 864 | 857 | 849 | 839 | 827 | 814 | 800 | 785 | 769 | 752 | 734 | 716 | 697 | 677 | 657 | 637 | 617 | 596 | 576 | 556 | 536 | 517 | 499 | 481 | 464 | 447 | 432 | 418 | 407 | 398 | 391 | 388
| 53 | 874 | 873 | 871 | 867 | 861 | 854 | 846 | 836 | 824 | 811 | 797 | 782 | 766 | 749 | 731 | 712 | 693 | 673 | 653 | 633 | 613 | 592 | 572 | 552 | 532 | 512 | 494 | 476 | 458 | 442 | 427 | 413 | 402 | 392 | 386 | 382
| 54 | 871 | 870 | 868 | 864 | 858 | 851 | 843 | 833 | 821 | 808 | 794 | 779 | 762 | 745 | 727 | 708 | 689 | 669 | 649 | 629 | 608 | 588 | 567 | 547 | 527 | 508 | 489 | 471 | 454 | 437 | 422 | 408 | 396 | 387 | 380 | 376
| 55 | 868 | 867 | 865 | 861 | 855 | 848 | 840 | 829 | 818 | 805 | 790 | 775 | 759 | 741 | 723 | 705 | 685 | 665 | 645 | 625 | 604 | 583 | 563 | 542 | 522 | 503 | 484 | 466 | 449 | 432 | 417 | 403 | 391 | 382 | 375 | 371
| 56 | 865 | 864 | 861 | 857 | 852 | 845 | 836 | 826 | 814 | 801 | 787 | 771 | 755 | 737 | 719 | 700 | 681 | 661 | 641 | 620 | 599 | 579 | 558 | 537 | 518 | 498 | 479 | 461 | 444 | 427 | 412 | 398 | 386 | 376 | 370 | 365
| 57 | 861 | 860 | 858 | 854 | 848 | 841 | 832 | 822 | 810 | 797 | 783 | 767 | 751 | 733 | 715 | 696 | 677 | 657 | 636 | 616 | 595 | 574 | 553 | 533 | 513 | 493 | 474 | 456 | 439 | 422 | 407 | 393 | 381 | 371 | 364 | 360
| 58 | 857 | 856 | 854 | 850 | 844 | 837 | 829 | 818 | 806 | 793 | 779 | 763 | 747 | 729 | 711 | 692 | 672 | 652 | 632 | 611 | 590 | 569 | 548 | 528 | 508 | 488 | 469 | 451 | 434 | 417 | 402 | 388 | 375 | 366 | 359 | 355
| 59 | 853 | 853 | 850 | 846 | 841 | 833 | 825 | 814 | 802 | 789 | 775 | 759 | 743 | 725 | 707 | 687 | 668 | 648 | 627 | 606 | 585 | 564 | 544 | 523 | 503 | 483 | 464 | 446 | 429 | 412 | 397 | 383 | 370 | 361 | 354 | 350
| 60 | 849 | 848 | 846 | 842 | 836 | 829 | 821 | 810 | 798 | 785 | 770 | 755 | 738 | 720 | 702 | 683 | 663 | 643 | 622 | 602 | 581 | 560 | 539 | 518 | 498 | 478 | 459 | 441 | 424 | 407 | 392 | 378 | 365 | 356 | 348 | 344
| 61 | 845 | 844 | 842 | 838 | 832 | 825 | 816 | 806 | 794 | 781 | 766 | 750 | 734 | 716 | 697 | 678 | 659 | 638 | 618 | 597 | 576 | 555 | 534 | 513 | 493 | 473 | 454 | 436 | 419 | 402 | 387 | 373 | 361 | 350 | 343 | 339
| 62 | 840 | 840 | 837 | 833 | 828 | 820 | 812 | 801 | 790 | 776 | 762 | 746 | 729 | 711 | 693 | 673 | 654 | 633 | 613 | 592 | 571 | 550 | 529 | 508 | 488 | 468 | 449 | 431 | 414 | 397 | 382 | 368 | 356 | 346 | 338 | 334
| 63 | 836 | 835 | 833 | 829 | 823 | 816 | 807 | 797 | 785 | 772 | 757 | 741 | 724 | 706 | 688 | 669 | 649 | 628 | 608 | 587 | 566 | 545 | 524 | 503 | 483 | 463 | 444 | 426 | 409 | 392 | 377 | 363 | 351 | 341 | 334 | 329
| 64 | 831 | 830 | 828 | 824 | 818 | 811 | 802 | 792 | 780 | 766 | 751 | 736 | 719 | 701 | 683 | 664 | 644 | 623 | 603 | 582 | 561 | 539 | 519 | 498 | 478 | 458 | 439 | 421 | 404 | 387 | 372 | 358 | 346 | 336 | 329 | 324
| 65 | 826 | 825 | 822 | 818 | 813 | 806 | 797 | 787 | 775 | 761 | 746 | 731 | 714 | 696 | 678 | 658 | 639 | 618 | 597 | 577 | 555 | 534 | 513 | 493 | 472 | 453 | 434 | 416 | 399 | 382 | 367 | 353 | 341 | 332 | 324 | 320
| 66 | 820 | 820 | 817 | 813 | 808 | 801 | 792 | 781 | 769 | 756 | 741 | 726 | 709 | 691 | 672 | 653 | 633 | 613 | 592 | 571 | 550 | 529 | 508 | 487 | 467 | 448 | 429 | 411 | 393 | 377 | 362 | 348 | 336 | 327 | 319 | 315
| 67 | 815 | 814 | 812 | 808 | 802 | 795 | 786 | 776 | 764 | 751 | 736 | 720 | 703 | 686 | 667 | 648 | 628 | 608 | 587 | 566 | 545 | 524 | 503 | 482 | 462 | 442 | 424 | 406 | 388 | 372 | 357 | 344 | 332 | 322 | 315 | 310
| 68 | 809 | 808 | 806 | 802 | 797 | 790 | 781 | 770 | 758 | 745 | 731 | 715 | 698 | 680 | 662 | 642 | 623 | 602 | 581 | 561 | 539 | 518 | 498 | 477 | 457 | 437 | 418 | 400 | 383 | 367 | 352 | 339 | 327 | 317 | 310 | 306
| 69 | 803 | 803 | 800 | 796 | 791 | 784 | 775 | 765 | 753 | 739 | 725 | 709 | 693 | 675 | 656 | 637 | 617 | 597 | 576 | 555 | 534 | 513 | 492 | 472 | 452 | 432 | 413 | 396 | 378 | 362 | 348 | 334 | 322 | 313 | 306 | 301
| 70 | 797 | 797 | 794 | 790 | 785 | 778 | 769 | 759 | 747 | 734 | 719 | 703 | 686 | 669 | 650 | 631 | 611 | 591 | 570 | 549 | 529 | 508 | 487 | 466 | 446 | 427 | 408 | 390 | 373 | 357 | 343 | 329 | 318 | 308 | 301 | 297
| 71 | 791 | 790 | 788 | 784 | 779 | 772 | 763 | 753 | 741 | 728 | 713 | 697 | 680 | 663 | 645 | 625 | 606 | 585 | 565 | 544 | 523 | 502 | 481 | 461 | 441 | 422 | 403 | 385 | 368 | 353 | 338 | 325 | 313 | 304 | 296 | 292
| 72 | 785 | 784 | 782 | 778 | 772 | 765 | 757 | 747 | 735 | 722 | 707 | 691 | 674 | 657 | 638 | 620 | 600 | 580 | 559 | 538 | 517 | 497 | 476 | 455 | 436 | 416 | 398 | 380 | 364 | 347 | 333 | 320 | 308 | 299 | 292 | 288
| 73 | 778 | 777 | 775 | 771 | 766 | 759 | 750 | 740 | 728 | 715 | 701 | 685 | 669 | 651 | 633 | 613 | 594 | 574 | 553 | 533 | 512 | 491 | 470 | 450 | 430 | 411 | 393 | 375 | 358 | 343 | 328 | 315 | 304 | 295 | 288 | 283
| 74 | 772 | 770 | 768 | 765 | 759 | 752 | 744 | 734 | 722 | 709 | 694 | 679 | 662 | 645 | 627 | 607 | 588 | 568 | 547 | 527 | 506 | 485 | 465 | 445 | 425 | 406 | 387 | 370 | 353 | 338 | 323 | 311 | 299 | 290 | 284 | 279
| 75 | 765 | 764 | 761 | 758 | 752 | 745 | 737 | 727 | 715 | 702 | 688 | 672 | 656 | 639 | 621 | 601 | 582 | 562 | 542 | 521 | 500 | 480 | 459 | 439 | 419 | 400 | 382 | 365 | 348 | 333 | 319 | 306 | 295 | 286 | 279 | 275
| 76 | 757 | 757 | 754 | 751 | 745 | 739 | 730 | 720 | 709 | 696 | 681 | 666 | 649 | 632 | 613 | 595 | 576 | 556 | 535 | 515 | 494 | 474 | 453 | 434 | 414 | 395 | 377 | 360 | 343 | 328 | 314 | 301 | 290 | 281 | 274 | 270
| 77 | 750 | 749 | 747 | 743 | 738 | 732 | 723 | 713 | 702 | 689 | 675 | 659 | 643 | 625 | 607 | 588 | 569 | 550 | 529 | 509 | 489 | 468 | 448 | 428 | 408 | 390 | 371 | 355 | 338 | 323 | 309 | 297 | 286 | 277 | 270 | 266
| 78 | 743 | 742 | 740 | 736 | 731 | 724 | 716 | 706 | 695 | 682 | 668 | 652 | 636 | 619 | 601 | 582 | 563 | 543 | 523 | 503 | 483 | 462 | 442 | 422 | 403 | 385 | 367 | 349 | 333 | 318 | 305 | 292 | 281 | 273 | 266 | 262
| 79 | 735 | 734 | 732 | 728 | 723 | 717 | 709 | 699 | 687 | 675 | 661 | 645 | 629 | 612 | 594 | 576 | 557 | 537 | 517 | 497 | 477 | 456 | 436 | 417 | 397 | 379 | 361 | 344 | 328 | 314 | 300 | 288 | 277 | 268 | 262 | 258
| 80 | 727 | 727 | 724 | 721 | 716 | 709 | 701 | 691 | 680 | 668 | 654 | 638 | 622 | 605 | 588 | 570 | 551 | 531 | 511 | 491 | 471 | 451 | 431 | 411 | 392 | 374 | 356 | 340 | 324 | 309 | 295 | 283 | 272 | 264 | 258 | 254
| 81 | 719 | 718 | 716 | 713 | 708 | 701 | 693 | 684 | 673 | 660 | 646 | 631 | 615 | 598 | 581 | 563 | 544 | 524 | 505 | 485 | 465 | 445 | 425 | 405 | 387 | 368 | 351 | 334 | 318 | 304 | 291 | 278 | 268 | 259 | 253 | 250
| 82 | 711 | 710 | 708 | 705 | 700 | 694 | 686 | 676 | 665 | 653 | 639 | 624 | 608 | 592 | 574 | 555 | 536 | 518 | 498 | 478 | 459 | 439 | 419 | 400 | 381 | 363 | 346 | 329 | 314 | 299 | 286 | 274 | 264 | 255 | 249 | 245
| 83 | 703 | 702 | 700 | 697 | 692 | 686 | 677 | 668 | 657 | 645 | 631 | 617 | 601 | 585 | 567 | 549 | 530 | 511 | 492 | 472 | 452 | 433 | 413 | 394 | 376 | 358 | 340 | 324 | 309 | 295 | 281 | 269 | 259 | 251 | 245 | 241
| 84 | 694 | 694 | 692 | 688 | 684 | 677 | 670 | 660 | 649 | 637 | 624 | 609 | 594 | 577 | 560 | 542 | 524 | 505 | 485 | 466 | 446 | 427 | 407 | 389 | 370 | 352 | 335 | 319 | 304 | 290 | 277 | 265 | 255 | 247 | 241 | 237
| 85 | 686 | 685 | 683 | 680 | 675 | 669 | 661 | 652 | 642 | 630 | 617 | 602 | 586 | 570 | 553 | 535 | 517 | 498 | 479 | 459 | 440 | 421 | 402 | 383 | 364 | 347 | 330 | 314 | 299 | 285 | 272 | 261 | 251 | 243 | 237 | 233
| 86 | 677 | 676 | 674 | 671 | 667 | 661 | 653 | 644 | 634 | 622 | 608 | 594 | 579 | 563 | 546 | 528 | 510 | 492 | 473 | 453 | 434 | 415 | 396 | 377 | 359 | 342 | 325 | 309 | 294 | 280 | 268 | 256 | 247 | 239 | 233 | 229
| 87 | 668 | 667 | 665 | 662 | 658 | 652 | 645 | 636 | 625 | 613 | 601 | 586 | 571 | 555 | 539 | 521 | 503 | 485 | 466 | 447 | 428 | 409 | 390 | 371 | 354 | 336 | 320 | 304 | 289 | 276 | 263 | 252 | 242 | 235 | 229 | 225
| 88 | 659 | 659 | 656 | 653 | 649 | 643 | 636 | 627 | 617 | 605 | 592 | 578 | 563 | 548 | 531 | 514 | 496 | 477 | 459 | 441 | 422 | 403 | 384 | 366 | 348 | 331 | 315 | 299 | 285 | 271 | 258 | 248 | 238 | 231 | 225 | 221
| 89 | 650 | 649 | 648 | 645 | 640 | 634 | 627 | 619 | 609 | 597 | 584 | 571 | 556 | 540 | 524 | 507 | 489 | 471 | 452 | 434 | 415 | 397 | 378 | 360 | 342 | 326 | 309 | 294 | 280 | 267 | 254 | 244 | 234 | 227 | 221 | 217
| 90 | 641 | 640 | 638 | 635 | 631 | 626 | 619 | 610 | 600 | 589 | 576 | 563 | 548 | 533 | 516 | 499 | 482 | 464 | 446 | 427 | 409 | 391 | 372 | 354 | 337 | 320 | 304 | 289 | 275 | 262 | 250 | 239 | 230 | 223 | 217 | 214

## Zone-12 (hidden)
Inclination (variation from horizontal) | Orientation (variation from south)
| Slope | 0 | 5 | 10 | 15 | 20 | 25 | 30 | 35 | 40 | 45 | 50 | 55 | 60 | 65 | 70 | 75 | 80 | 85 | 90 | 95 | 100 | 105 | 110 | 115 | 120 | 125 | 130 | 135 | 140 | 145 | 150 | 155 | 160 | 165 | 170 | 175
| 0 | 805 | 805 | 805 | 805 | 805 | 805 | 805 | 805 | 805 | 805 | 805 | 805 | 805 | 805 | 805 | 805 | 805 | 805 | 805 | 805 | 805 | 805 | 805 | 805 | 805 | 805 | 805 | 805 | 805 | 805 | 805 | 805 | 805 | 805 | 805 | 805
| 1 | 812 | 812 | 811 | 811 | 811 | 811 | 811 | 810 | 810 | 809 | 809 | 808 | 808 | 807 | 807 | 806 | 805 | 805 | 804 | 803 | 803 | 802 | 801 | 801 | 800 | 800 | 799 | 799 | 798 | 798 | 797 | 797 | 797 | 797 | 797 | 796
| 2 | 819 | 819 | 819 | 818 | 818 | 817 | 817 | 816 | 815 | 815 | 814 | 812 | 811 | 810 | 809 | 808 | 806 | 805 | 804 | 803 | 801 | 800 | 799 | 797 | 796 | 795 | 794 | 793 | 792 | 791 | 791 | 790 | 790 | 789 | 789 | 789
| 3 | 826 | 826 | 826 | 825 | 825 | 824 | 823 | 822 | 821 | 820 | 818 | 817 | 815 | 813 | 811 | 809 | 808 | 806 | 804 | 802 | 800 | 798 | 796 | 794 | 792 | 791 | 789 | 787 | 786 | 785 | 784 | 783 | 782 | 782 | 781 | 781
| 4 | 833 | 833 | 833 | 832 | 831 | 830 | 829 | 828 | 826 | 824 | 823 | 821 | 818 | 816 | 814 | 811 | 809 | 806 | 803 | 801 | 798 | 796 | 793 | 791 | 788 | 786 | 784 | 782 | 780 | 778 | 777 | 776 | 775 | 774 | 773 | 773
| 5 | 840 | 840 | 839 | 839 | 838 | 837 | 835 | 833 | 831 | 829 | 827 | 824 | 822 | 819 | 816 | 813 | 810 | 806 | 803 | 800 | 796 | 793 | 790 | 787 | 784 | 781 | 779 | 776 | 774 | 772 | 770 | 768 | 767 | 766 | 765 | 765
| 6 | 847 | 847 | 846 | 845 | 844 | 843 | 841 | 839 | 837 | 834 | 831 | 828 | 825 | 821 | 818 | 814 | 810 | 807 | 803 | 799 | 795 | 791 | 787 | 783 | 780 | 776 | 773 | 770 | 767 | 765 | 763 | 761 | 759 | 758 | 757 | 757
| 7 | 853 | 853 | 853 | 852 | 850 | 849 | 847 | 844 | 842 | 839 | 835 | 832 | 828 | 824 | 820 | 816 | 811 | 807 | 802 | 798 | 793 | 788 | 784 | 780 | 776 | 772 | 768 | 764 | 761 | 758 | 756 | 753 | 752 | 750 | 749 | 749
| 8 | 860 | 860 | 859 | 858 | 856 | 854 | 852 | 849 | 846 | 843 | 839 | 835 | 831 | 827 | 822 | 817 | 812 | 807 | 802 | 796 | 791 | 786 | 781 | 776 | 771 | 767 | 762 | 758 | 755 | 751 | 748 | 746 | 744 | 742 | 741 | 740
| 9 | 866 | 866 | 865 | 864 | 862 | 860 | 857 | 854 | 851 | 847 | 843 | 839 | 834 | 829 | 824 | 818 | 813 | 807 | 801 | 795 | 789 | 783 | 778 | 772 | 767 | 762 | 757 | 752 | 748 | 744 | 741 | 738 | 736 | 734 | 733 | 732
| 10 | 872 | 872 | 871 | 870 | 868 | 865 | 863 | 859 | 856 | 851 | 847 | 842 | 837 | 831 | 825 | 819 | 813 | 807 | 800 | 794 | 787 | 781 | 775 | 768 | 762 | 757 | 751 | 746 | 742 | 738 | 734 | 731 | 728 | 726 | 725 | 724
| 11 | 878 | 878 | 877 | 875 | 873 | 871 | 868 | 864 | 860 | 855 | 850 | 845 | 839 | 833 | 827 | 820 | 814 | 807 | 799 | 792 | 785 | 778 | 771 | 765 | 758 | 752 | 746 | 740 | 735 | 731 | 727 | 723 | 720 | 718 | 716 | 715
| 12 | 884 | 883 | 882 | 881 | 879 | 876 | 873 | 869 | 864 | 859 | 854 | 848 | 842 | 835 | 829 | 821 | 814 | 806 | 799 | 791 | 783 | 776 | 768 | 761 | 754 | 747 | 740 | 734 | 729 | 724 | 719 | 716 | 712 | 710 | 708 | 707
| 13 | 889 | 889 | 888 | 886 | 884 | 881 | 877 | 873 | 868 | 863 | 857 | 851 | 844 | 837 | 830 | 822 | 814 | 806 | 798 | 790 | 781 | 773 | 765 | 757 | 749 | 742 | 735 | 728 | 722 | 717 | 712 | 708 | 705 | 702 | 700 | 699
| 14 | 894 | 894 | 893 | 891 | 889 | 886 | 882 | 877 | 872 | 867 | 860 | 854 | 847 | 839 | 831 | 823 | 815 | 806 | 797 | 788 | 779 | 770 | 761 | 753 | 745 | 737 | 729 | 722 | 716 | 710 | 705 | 701 | 697 | 694 | 692 | 691
| 15 | 900 | 899 | 898 | 896 | 894 | 890 | 886 | 881 | 876 | 870 | 864 | 857 | 849 | 841 | 833 | 824 | 815 | 806 | 796 | 787 | 777 | 768 | 758 | 749 | 740 | 732 | 724 | 716 | 709 | 703 | 698 | 693 | 689 | 687 | 685 | 683
| 16 | 905 | 904 | 903 | 901 | 898 | 895 | 890 | 885 | 880 | 873 | 867 | 859 | 851 | 843 | 834 | 824 | 815 | 805 | 795 | 785 | 775 | 765 | 755 | 745 | 736 | 727 | 718 | 710 | 703 | 696 | 691 | 686 | 682 | 679 | 677 | 675
| 17 | 909 | 909 | 908 | 906 | 903 | 899 | 894 | 889 | 883 | 877 | 869 | 861 | 853 | 844 | 835 | 825 | 815 | 805 | 794 | 784 | 773 | 762 | 752 | 741 | 731 | 722 | 713 | 704 | 696 | 689 | 684 | 679 | 674 | 671 | 669 | 668
| 18 | 914 | 913 | 912 | 910 | 907 | 903 | 898 | 893 | 887 | 880 | 872 | 864 | 855 | 846 | 836 | 826 | 815 | 804 | 793 | 782 | 771 | 759 | 748 | 737 | 727 | 717 | 707 | 698 | 690 | 683 | 676 | 671 | 667 | 664 | 661 | 660
| 19 | 918 | 918 | 916 | 914 | 911 | 907 | 902 | 896 | 890 | 882 | 875 | 866 | 857 | 847 | 837 | 826 | 815 | 804 | 792 | 780 | 768 | 757 | 745 | 734 | 722 | 712 | 701 | 692 | 684 | 676 | 669 | 664 | 660 | 656 | 654 | 652
| 20 | 922 | 922 | 921 | 918 | 915 | 911 | 906 | 900 | 893 | 885 | 877 | 868 | 858 | 848 | 837 | 826 | 815 | 803 | 791 | 779 | 766 | 754 | 742 | 730 | 718 | 707 | 696 | 686 | 677 | 669 | 662 | 657 | 652 | 648 | 646 | 644
| 21 | 926 | 926 | 924 | 922 | 919 | 914 | 909 | 903 | 896 | 888 | 879 | 870 | 860 | 849 | 838 | 827 | 814 | 802 | 790 | 777 | 764 | 751 | 738 | 726 | 713 | 702 | 690 | 680 | 671 | 663 | 655 | 649 | 644 | 641 | 638 | 636
| 22 | 930 | 930 | 928 | 926 | 922 | 918 | 912 | 906 | 898 | 890 | 881 | 871 | 861 | 850 | 839 | 827 | 814 | 801 | 788 | 775 | 762 | 748 | 735 | 722 | 709 | 697 | 685 | 674 | 665 | 656 | 649 | 642 | 637 | 633 | 630 | 628
| 23 | 934 | 933 | 932 | 929 | 925 | 921 | 915 | 908 | 901 | 892 | 883 | 873 | 862 | 851 | 839 | 827 | 814 | 800 | 787 | 773 | 759 | 745 | 732 | 718 | 705 | 692 | 680 | 668 | 658 | 649 | 642 | 635 | 630 | 625 | 622 | 620
| 24 | 937 | 937 | 935 | 932 | 928 | 924 | 918 | 911 | 903 | 894 | 885 | 875 | 863 | 852 | 839 | 827 | 813 | 800 | 786 | 771 | 757 | 743 | 728 | 714 | 700 | 687 | 674 | 663 | 652 | 643 | 635 | 628 | 622 | 617 | 614 | 612
| 25 | 940 | 940 | 938 | 935 | 931 | 926 | 920 | 913 | 905 | 896 | 886 | 876 | 864 | 852 | 840 | 826 | 813 | 799 | 784 | 769 | 755 | 740 | 725 | 710 | 696 | 682 | 669 | 657 | 646 | 636 | 628 | 621 | 614 | 610 | 606 | 605
| 26 | 943 | 943 | 941 | 938 | 934 | 929 | 923 | 915 | 907 | 898 | 888 | 877 | 865 | 853 | 840 | 826 | 812 | 797 | 783 | 767 | 752 | 737 | 722 | 707 | 692 | 678 | 664 | 651 | 640 | 629 | 621 | 613 | 607 | 602 | 599 | 597
| 27 | 946 | 946 | 944 | 941 | 937 | 931 | 925 | 918 | 909 | 899 | 889 | 878 | 866 | 853 | 840 | 826 | 811 | 796 | 781 | 765 | 750 | 734 | 718 | 703 | 687 | 673 | 659 | 645 | 633 | 623 | 614 | 606 | 599 | 594 | 591 | 589
| 28 | 949 | 948 | 946 | 943 | 939 | 934 | 927 | 919 | 911 | 901 | 890 | 879 | 866 | 853 | 839 | 825 | 810 | 795 | 779 | 763 | 747 | 731 | 715 | 699 | 683 | 668 | 653 | 640 | 627 | 616 | 607 | 599 | 592 | 587 | 583 | 581
| 29 | 951 | 950 | 949 | 945 | 941 | 935 | 929 | 921 | 912 | 902 | 891 | 879 | 867 | 853 | 839 | 825 | 809 | 793 | 778 | 761 | 745 | 728 | 712 | 695 | 679 | 663 | 648 | 634 | 621 | 610 | 600 | 592 | 585 | 579 | 575 | 574
| 30 | 953 | 952 | 951 | 947 | 943 | 937 | 930 | 922 | 913 | 903 | 892 | 880 | 867 | 853 | 839 | 824 | 808 | 792 | 776 | 759 | 742 | 725 | 708 | 691 | 675 | 658 | 643 | 629 | 615 | 603 | 593 | 584 | 577 | 572 | 568 | 566
| 31 | 955 | 954 | 952 | 949 | 945 | 939 | 932 | 924 | 914 | 904 | 892 | 880 | 867 | 853 | 838 | 823 | 807 | 790 | 773 | 757 | 739 | 722 | 704 | 687 | 670 | 654 | 638 | 623 | 609 | 597 | 586 | 577 | 570 | 564 | 561 | 558
| 32 | 957 | 956 | 954 | 951 | 946 | 940 | 933 | 925 | 915 | 905 | 893 | 880 | 867 | 852 | 837 | 822 | 805 | 789 | 772 | 754 | 737 | 719 | 701 | 683 | 666 | 649 | 633 | 617 | 603 | 591 | 580 | 570 | 563 | 557 | 553 | 550
| 33 | 958 | 958 | 955 | 952 | 947 | 941 | 934 | 926 | 916 | 905 | 893 | 880 | 866 | 852 | 837 | 820 | 804 | 787 | 769 | 752 | 734 | 715 | 697 | 679 | 662 | 645 | 628 | 612 | 597 | 584 | 573 | 563 | 555 | 549 | 545 | 542
| 34 | 959 | 959 | 957 | 953 | 949 | 942 | 935 | 926 | 916 | 905 | 893 | 880 | 866 | 851 | 836 | 819 | 802 | 785 | 767 | 749 | 731 | 712 | 694 | 675 | 657 | 640 | 623 | 606 | 591 | 578 | 566 | 556 | 548 | 542 | 537 | 534
| 35 | 961 | 960 | 958 | 954 | 949 | 943 | 936 | 927 | 917 | 905 | 893 | 880 | 865 | 850 | 834 | 818 | 801 | 783 | 765 | 746 | 728 | 709 | 690 | 672 | 653 | 635 | 618 | 601 | 586 | 572 | 559 | 549 | 541 | 534 | 529 | 526
| 36 | 961 | 961 | 959 | 955 | 950 | 944 | 936 | 927 | 917 | 905 | 893 | 879 | 865 | 849 | 833 | 816 | 799 | 781 | 762 | 744 | 725 | 706 | 686 | 667 | 649 | 630 | 613 | 596 | 580 | 565 | 553 | 542 | 533 | 527 | 522 | 519
| 37 | 962 | 961 | 959 | 956 | 950 | 944 | 936 | 927 | 917 | 905 | 892 | 879 | 864 | 848 | 832 | 815 | 797 | 779 | 760 | 741 | 721 | 702 | 683 | 663 | 644 | 626 | 608 | 591 | 574 | 559 | 546 | 535 | 526 | 519 | 514 | 511
| 38 | 962 | 962 | 959 | 956 | 951 | 944 | 936 | 927 | 916 | 905 | 892 | 878 | 863 | 847 | 830 | 813 | 795 | 776 | 757 | 738 | 718 | 699 | 679 | 659 | 640 | 621 | 603 | 585 | 568 | 553 | 540 | 529 | 519 | 512 | 507 | 504
| 39 | 963 | 962 | 960 | 956 | 951 | 944 | 936 | 927 | 916 | 904 | 891 | 877 | 861 | 845 | 828 | 811 | 792 | 774 | 755 | 735 | 715 | 695 | 675 | 655 | 636 | 616 | 598 | 580 | 563 | 547 | 533 | 522 | 512 | 505 | 500 | 497
| 40 | 962 | 962 | 959 | 956 | 951 | 944 | 936 | 926 | 915 | 903 | 890 | 875 | 860 | 844 | 827 | 809 | 790 | 771 | 752 | 732 | 712 | 691 | 671 | 651 | 631 | 612 | 593 | 574 | 557 | 541 | 527 | 515 | 505 | 497 | 492 | 489
| 41 | 962 | 961 | 959 | 955 | 950 | 943 | 935 | 925 | 914 | 902 | 889 | 874 | 858 | 842 | 825 | 807 | 788 | 768 | 749 | 729 | 708 | 688 | 667 | 647 | 627 | 607 | 588 | 569 | 552 | 535 | 521 | 508 | 498 | 490 | 485 | 482
| 42 | 962 | 961 | 959 | 955 | 949 | 943 | 934 | 925 | 913 | 901 | 887 | 873 | 857 | 840 | 823 | 804 | 785 | 766 | 746 | 725 | 705 | 684 | 663 | 642 | 622 | 602 | 583 | 564 | 546 | 529 | 515 | 502 | 491 | 483 | 477 | 475
| 43 | 961 | 960 | 958 | 954 | 949 | 942 | 933 | 923 | 912 | 899 | 886 | 871 | 855 | 838 | 820 | 802 | 782 | 763 | 742 | 722 | 701 | 680 | 659 | 638 | 618 | 597 | 578 | 559 | 541 | 524 | 508 | 495 | 485 | 476 | 470 | 467
| 44 | 960 | 959 | 957 | 953 | 948 | 941 | 932 | 922 | 911 | 898 | 884 | 869 | 853 | 836 | 818 | 799 | 780 | 760 | 739 | 718 | 697 | 676 | 655 | 634 | 613 | 593 | 573 | 554 | 535 | 518 | 502 | 489 | 478 | 470 | 463 | 460
| 45 | 959 | 958 | 956 | 952 | 946 | 939 | 931 | 921 | 909 | 896 | 882 | 867 | 851 | 833 | 815 | 796 | 777 | 757 | 736 | 715 | 694 | 672 | 651 | 629 | 608 | 588 | 568 | 548 | 530 | 512 | 496 | 483 | 472 | 463 | 456 | 452
| 46 | 957 | 957 | 954 | 950 | 945 | 938 | 929 | 919 | 907 | 894 | 880 | 865 | 848 | 831 | 812 | 793 | 774 | 753 | 732 | 711 | 690 | 668 | 646 | 625 | 604 | 583 | 563 | 543 | 525 | 507 | 491 | 476 | 465 | 456 | 450 | 445
| 47 | 956 | 955 | 953 | 949 | 943 | 936 | 927 | 917 | 905 | 892 | 878 | 862 | 846 | 828 | 810 | 790 | 770 | 750 | 729 | 707 | 686 | 664 | 642 | 620 | 599 | 578 | 558 | 538 | 519 | 501 | 485 | 470 | 459 | 449 | 443 | 438
| 48 | 954 | 953 | 951 | 947 | 941 | 934 | 925 | 915 | 903 | 890 | 875 | 860 | 843 | 825 | 806 | 787 | 767 | 746 | 725 | 704 | 682 | 660 | 638 | 616 | 594 | 573 | 553 | 533 | 514 | 496 | 479 | 464 | 452 | 443 | 436 | 432
| 49 | 952 | 951 | 949 | 945 | 939 | 932 | 923 | 912 | 900 | 887 | 873 | 857 | 840 | 822 | 803 | 784 | 763 | 743 | 721 | 700 | 677 | 655 | 633 | 611 | 590 | 568 | 548 | 528 | 509 | 490 | 474 | 459 | 446 | 437 | 430 | 425
| 50 | 950 | 949 | 946 | 942 | 937 | 929 | 920 | 910 | 898 | 884 | 870 | 854 | 837 | 819 | 800 | 780 | 760 | 739 | 717 | 695 | 673 | 651 | 629 | 607 | 585 | 563 | 543 | 523 | 503 | 485 | 468 | 453 | 440 | 430 | 423 | 419
| 51 | 947 | 946 | 944 | 940 | 934 | 927 | 918 | 907 | 895 | 882 | 867 | 851 | 834 | 815 | 796 | 777 | 756 | 735 | 713 | 691 | 669 | 647 | 624 | 602 | 580 | 558 | 537 | 517 | 498 | 480 | 462 | 447 | 434 | 424 | 417 | 412
| 52 | 944 | 944 | 941 | 937 | 931 | 924 | 915 | 904 | 892 | 878 | 864 | 847 | 830 | 812 | 793 | 773 | 752 | 731 | 709 | 687 | 665 | 642 | 619 | 597 | 575 | 553 | 532 | 512 | 493 | 474 | 457 | 441 | 428 | 418 | 411 | 406
| 53 | 942 | 941 | 938 | 934 | 928 | 921 | 912 | 901 | 889 | 875 | 860 | 844 | 827 | 808 | 789 | 769 | 748 | 727 | 705 | 683 | 660 | 637 | 615 | 592 | 570 | 548 | 527 | 507 | 487 | 469 | 451 | 436 | 423 | 412 | 404 | 400
| 54 | 938 | 938 | 935 | 931 | 925 | 918 | 909 | 898 | 885 | 872 | 857 | 840 | 823 | 804 | 785 | 765 | 744 | 723 | 700 | 678 | 655 | 633 | 610 | 587 | 565 | 543 | 522 | 502 | 482 | 463 | 446 | 430 | 417 | 406 | 398 | 394
| 55 | 935 | 934 | 932 | 928 | 922 | 914 | 905 | 894 | 882 | 868 | 853 | 836 | 819 | 800 | 781 | 761 | 740 | 718 | 696 | 674 | 651 | 628 | 605 | 582 | 560 | 538 | 517 | 496 | 477 | 458 | 441 | 425 | 411 | 401 | 393 | 388
| 56 | 931 | 931 | 928 | 924 | 918 | 910 | 901 | 890 | 878 | 864 | 849 | 832 | 815 | 796 | 777 | 756 | 735 | 714 | 691 | 669 | 646 | 623 | 600 | 577 | 555 | 533 | 512 | 491 | 471 | 453 | 435 | 419 | 406 | 395 | 387 | 382
| 57 | 928 | 927 | 924 | 920 | 914 | 907 | 897 | 886 | 874 | 860 | 845 | 828 | 811 | 792 | 772 | 752 | 731 | 709 | 687 | 664 | 641 | 618 | 595 | 572 | 550 | 528 | 506 | 486 | 466 | 447 | 430 | 414 | 400 | 389 | 381 | 376
| 58 | 923 | 923 | 920 | 916 | 910 | 902 | 893 | 882 | 870 | 856 | 841 | 824 | 806 | 788 | 768 | 747 | 726 | 704 | 682 | 659 | 636 | 613 | 590 | 567 | 544 | 522 | 501 | 480 | 461 | 442 | 425 | 409 | 395 | 384 | 376 | 371
| 59 | 919 | 918 | 916 | 912 | 906 | 898 | 889 | 878 | 866 | 852 | 836 | 820 | 802 | 783 | 763 | 743 | 721 | 700 | 677 | 654 | 631 | 608 | 585 | 562 | 539 | 517 | 496 | 475 | 455 | 437 | 419 | 403 | 389 | 378 | 370 | 365
| 60 | 915 | 914 | 911 | 907 | 901 | 894 | 885 | 874 | 861 | 847 | 832 | 815 | 797 | 778 | 758 | 738 | 716 | 694 | 672 | 649 | 626 | 603 | 580 | 557 | 534 | 512 | 490 | 470 | 450 | 431 | 414 | 398 | 384 | 373 | 365 | 360
| 61 | 910 | 909 | 907 | 903 | 897 | 889 | 880 | 869 | 856 | 842 | 827 | 810 | 792 | 773 | 754 | 733 | 712 | 689 | 667 | 644 | 621 | 598 | 574 | 551 | 529 | 506 | 485 | 464 | 445 | 426 | 409 | 393 | 379 | 368 | 359 | 354
| 62 | 905 | 904 | 902 | 898 | 892 | 884 | 875 | 864 | 852 | 837 | 822 | 805 | 787 | 768 | 749 | 728 | 706 | 684 | 662 | 639 | 616 | 592 | 569 | 546 | 523 | 501 | 480 | 459 | 439 | 421 | 403 | 388 | 374 | 362 | 354 | 349
| 63 | 900 | 899 | 897 | 893 | 887 | 879 | 870 | 859 | 846 | 832 | 817 | 800 | 782 | 763 | 743 | 723 | 701 | 679 | 656 | 633 | 610 | 587 | 564 | 540 | 518 | 496 | 474 | 454 | 434 | 416 | 398 | 382 | 369 | 357 | 349 | 344
| 64 | 895 | 894 | 891 | 887 | 881 | 874 | 864 | 854 | 841 | 827 | 811 | 795 | 777 | 758 | 738 | 717 | 696 | 674 | 651 | 628 | 605 | 582 | 558 | 535 | 512 | 490 | 469 | 448 | 429 | 410 | 393 | 377 | 363 | 352 | 344 | 339
| 65 | 889 | 888 | 886 | 882 | 876 | 868 | 859 | 848 | 835 | 821 | 806 | 789 | 771 | 752 | 732 | 712 | 690 | 668 | 645 | 623 | 599 | 576 | 553 | 530 | 507 | 485 | 463 | 443 | 424 | 405 | 388 | 372 | 358 | 347 | 339 | 334
| 66 | 883 | 883 | 880 | 876 | 870 | 863 | 853 | 843 | 830 | 816 | 800 | 784 | 766 | 747 | 727 | 706 | 685 | 663 | 640 | 617 | 594 | 570 | 547 | 524 | 502 | 480 | 458 | 438 | 418 | 400 | 383 | 367 | 354 | 342 | 334 | 329
| 67 | 877 | 877 | 874 | 870 | 864 | 857 | 848 | 837 | 824 | 810 | 795 | 778 | 760 | 741 | 721 | 700 | 679 | 657 | 634 | 611 | 588 | 565 | 541 | 518 | 496 | 474 | 453 | 432 | 413 | 394 | 377 | 362 | 348 | 337 | 329 | 324
| 68 | 871 | 870 | 868 | 864 | 858 | 851 | 841 | 830 | 818 | 804 | 789 | 772 | 754 | 735 | 715 | 695 | 673 | 651 | 629 | 606 | 582 | 559 | 536 | 513 | 490 | 468 | 447 | 427 | 408 | 389 | 372 | 357 | 343 | 333 | 324 | 319
| 69 | 865 | 864 | 862 | 857 | 852 | 844 | 835 | 824 | 812 | 798 | 782 | 766 | 748 | 729 | 709 | 688 | 667 | 645 | 623 | 600 | 577 | 553 | 530 | 507 | 485 | 463 | 442 | 421 | 402 | 384 | 367 | 352 | 339 | 328 | 319 | 314
| 70 | 858 | 857 | 855 | 851 | 845 | 838 | 829 | 818 | 805 | 792 | 776 | 760 | 742 | 723 | 703 | 683 | 661 | 639 | 617 | 594 | 571 | 548 | 524 | 502 | 479 | 457 | 436 | 416 | 397 | 379 | 362 | 347 | 334 | 323 | 315 | 310
| 71 | 851 | 851 | 848 | 844 | 839 | 831 | 822 | 811 | 799 | 785 | 770 | 753 | 735 | 716 | 697 | 676 | 655 | 633 | 611 | 588 | 565 | 542 | 519 | 496 | 473 | 452 | 431 | 411 | 391 | 373 | 357 | 342 | 329 | 318 | 310 | 305
| 72 | 845 | 844 | 841 | 837 | 832 | 825 | 815 | 805 | 792 | 778 | 763 | 747 | 729 | 710 | 690 | 670 | 649 | 627 | 604 | 582 | 559 | 536 | 513 | 490 | 468 | 446 | 425 | 405 | 386 | 368 | 352 | 337 | 324 | 313 | 305 | 300
| 73 | 837 | 836 | 834 | 830 | 825 | 817 | 808 | 798 | 785 | 772 | 756 | 740 | 722 | 704 | 684 | 663 | 643 | 621 | 598 | 576 | 553 | 530 | 507 | 484 | 462 | 441 | 420 | 400 | 381 | 363 | 347 | 332 | 319 | 308 | 301 | 296
| 74 | 830 | 829 | 827 | 823 | 817 | 810 | 801 | 791 | 778 | 765 | 750 | 733 | 716 | 697 | 678 | 657 | 636 | 615 | 592 | 569 | 547 | 524 | 501 | 478 | 456 | 435 | 414 | 394 | 376 | 358 | 342 | 327 | 314 | 304 | 296 | 291
| 75 | 822 | 821 | 819 | 815 | 810 | 803 | 794 | 784 | 771 | 758 | 743 | 726 | 709 | 690 | 671 | 651 | 629 | 608 | 586 | 563 | 540 | 518 | 495 | 472 | 450 | 429 | 408 | 389 | 370 | 353 | 336 | 322 | 309 | 299 | 292 | 287
| 76 | 814 | 814 | 811 | 808 | 802 | 795 | 787 | 776 | 764 | 750 | 735 | 719 | 702 | 683 | 663 | 644 | 623 | 601 | 579 | 557 | 534 | 512 | 489 | 467 | 445 | 423 | 403 | 384 | 365 | 348 | 332 | 317 | 305 | 294 | 287 | 282
| 77 | 807 | 806 | 804 | 800 | 794 | 788 | 779 | 769 | 756 | 743 | 728 | 712 | 695 | 676 | 657 | 637 | 616 | 595 | 573 | 550 | 528 | 505 | 483 | 461 | 439 | 418 | 398 | 378 | 360 | 343 | 327 | 312 | 300 | 290 | 282 | 277
| 78 | 799 | 798 | 795 | 792 | 787 | 780 | 771 | 761 | 749 | 735 | 720 | 705 | 687 | 669 | 650 | 630 | 609 | 588 | 566 | 544 | 522 | 499 | 477 | 455 | 433 | 412 | 392 | 372 | 354 | 337 | 322 | 307 | 295 | 285 | 278 | 273
| 79 | 790 | 789 | 787 | 784 | 778 | 771 | 763 | 753 | 741 | 728 | 713 | 697 | 680 | 662 | 643 | 623 | 603 | 581 | 560 | 538 | 515 | 493 | 471 | 449 | 427 | 406 | 386 | 367 | 349 | 332 | 317 | 303 | 290 | 281 | 274 | 269
| 80 | 782 | 781 | 779 | 775 | 770 | 763 | 755 | 745 | 733 | 720 | 705 | 690 | 673 | 655 | 636 | 616 | 596 | 574 | 553 | 531 | 509 | 486 | 465 | 443 | 421 | 401 | 381 | 362 | 344 | 327 | 312 | 298 | 286 | 276 | 269 | 265
| 81 | 773 | 772 | 770 | 767 | 761 | 755 | 747 | 737 | 725 | 712 | 697 | 682 | 665 | 647 | 628 | 609 | 589 | 568 | 546 | 524 | 503 | 480 | 458 | 437 | 416 | 395 | 375 | 357 | 338 | 322 | 307 | 293 | 281 | 272 | 265 | 260
| 82 | 764 | 763 | 761 | 758 | 753 | 746 | 738 | 728 | 717 | 704 | 689 | 674 | 658 | 640 | 621 | 601 | 581 | 561 | 539 | 517 | 496 | 474 | 452 | 431 | 409 | 389 | 370 | 351 | 333 | 317 | 302 | 289 | 277 | 267 | 260 | 256
| 83 | 755 | 754 | 752 | 749 | 744 | 737 | 729 | 720 | 708 | 695 | 681 | 666 | 649 | 632 | 614 | 594 | 574 | 553 | 533 | 511 | 489 | 467 | 446 | 425 | 404 | 384 | 364 | 345 | 328 | 312 | 297 | 284 | 272 | 263 | 256 | 252
| 84 | 746 | 745 | 743 | 740 | 735 | 728 | 720 | 711 | 700 | 687 | 673 | 658 | 642 | 624 | 606 | 587 | 567 | 546 | 525 | 504 | 483 | 461 | 440 | 418 | 398 | 378 | 358 | 340 | 323 | 307 | 292 | 279 | 268 | 259 | 252 | 247
| 85 | 736 | 736 | 734 | 730 | 726 | 720 | 712 | 702 | 691 | 679 | 665 | 650 | 634 | 616 | 598 | 579 | 560 | 540 | 518 | 497 | 476 | 454 | 433 | 412 | 392 | 372 | 353 | 335 | 318 | 302 | 288 | 275 | 263 | 254 | 247 | 243
| 86 | 727 | 726 | 724 | 721 | 716 | 710 | 702 | 693 | 682 | 670 | 656 | 641 | 626 | 609 | 590 | 571 | 552 | 533 | 512 | 490 | 469 | 448 | 427 | 406 | 386 | 366 | 347 | 330 | 313 | 297 | 283 | 270 | 259 | 250 | 243 | 239
| 87 | 717 | 716 | 714 | 711 | 707 | 701 | 693 | 684 | 674 | 661 | 648 | 633 | 617 | 600 | 583 | 564 | 545 | 525 | 505 | 484 | 462 | 442 | 421 | 400 | 380 | 360 | 342 | 324 | 308 | 292 | 278 | 265 | 254 | 246 | 239 | 235
| 88 | 707 | 707 | 705 | 702 | 697 | 691 | 684 | 675 | 664 | 652 | 639 | 625 | 609 | 592 | 575 | 556 | 537 | 517 | 497 | 477 | 456 | 435 | 414 | 394 | 375 | 355 | 337 | 319 | 302 | 288 | 273 | 261 | 250 | 241 | 235 | 231
| 89 | 697 | 696 | 695 | 691 | 687 | 682 | 674 | 666 | 655 | 643 | 630 | 616 | 601 | 584 | 567 | 549 | 530 | 510 | 490 | 470 | 449 | 429 | 408 | 388 | 368 | 349 | 331 | 314 | 298 | 282 | 269 | 256 | 246 | 237 | 231 | 227
| 90 | 687 | 686 | 685 | 682 | 678 | 672 | 665 | 656 | 646 | 634 | 621 | 607 | 592 | 576 | 559 | 541 | 522 | 503 | 483 | 463 | 442 | 422 | 402 | 382 | 363 | 344 | 326 | 309 | 293 | 278 | 264 | 252 | 241 | 233 | 227 | 223

## Zone-13 (hidden)
Inclination (variation from horizontal) | Orientation (variation from south)
| Slope | 0 | 5 | 10 | 15 | 20 | 25 | 30 | 35 | 40 | 45 | 50 | 55 | 60 | 65 | 70 | 75 | 80 | 85 | 90 | 95 | 100 | 105 | 110 | 115 | 120 | 125 | 130 | 135 | 140 | 145 | 150 | 155 | 160 | 165 | 170 | 175
| 0 | 789 | 789 | 789 | 789 | 789 | 789 | 789 | 789 | 789 | 789 | 789 | 789 | 789 | 789 | 789 | 789 | 789 | 789 | 789 | 789 | 789 | 789 | 789 | 789 | 789 | 789 | 789 | 789 | 789 | 789 | 789 | 789 | 789 | 789 | 789 | 789
| 1 | 795 | 795 | 795 | 795 | 795 | 795 | 794 | 794 | 794 | 793 | 793 | 792 | 792 | 791 | 791 | 790 | 790 | 789 | 788 | 788 | 787 | 787 | 786 | 786 | 785 | 784 | 784 | 784 | 783 | 783 | 782 | 782 | 782 | 782 | 782 | 782
| 2 | 802 | 802 | 802 | 802 | 801 | 801 | 800 | 800 | 799 | 798 | 797 | 796 | 795 | 794 | 793 | 792 | 791 | 789 | 788 | 787 | 786 | 785 | 784 | 782 | 781 | 780 | 779 | 778 | 778 | 777 | 776 | 776 | 775 | 775 | 775 | 774
| 3 | 809 | 808 | 808 | 808 | 807 | 807 | 806 | 805 | 804 | 803 | 801 | 800 | 798 | 797 | 795 | 793 | 792 | 790 | 788 | 786 | 784 | 783 | 781 | 779 | 778 | 776 | 775 | 773 | 772 | 771 | 770 | 769 | 768 | 768 | 767 | 767
| 4 | 815 | 815 | 814 | 814 | 813 | 812 | 811 | 810 | 809 | 807 | 805 | 803 | 801 | 799 | 797 | 795 | 792 | 790 | 788 | 785 | 783 | 780 | 778 | 776 | 774 | 772 | 770 | 768 | 766 | 765 | 763 | 762 | 761 | 761 | 760 | 760
| 5 | 821 | 821 | 821 | 820 | 819 | 818 | 817 | 815 | 813 | 811 | 809 | 807 | 804 | 802 | 799 | 796 | 793 | 790 | 787 | 784 | 781 | 778 | 775 | 772 | 770 | 767 | 765 | 762 | 760 | 759 | 757 | 755 | 754 | 753 | 753 | 752
| 6 | 827 | 827 | 826 | 826 | 825 | 823 | 822 | 820 | 818 | 815 | 813 | 810 | 807 | 804 | 801 | 797 | 794 | 790 | 787 | 783 | 779 | 776 | 772 | 769 | 766 | 763 | 760 | 757 | 754 | 752 | 750 | 748 | 747 | 746 | 745 | 745
| 7 | 833 | 833 | 832 | 831 | 830 | 829 | 827 | 825 | 822 | 819 | 816 | 813 | 810 | 806 | 802 | 798 | 794 | 790 | 786 | 782 | 778 | 773 | 769 | 765 | 762 | 758 | 754 | 751 | 748 | 746 | 743 | 741 | 740 | 738 | 737 | 737
| 8 | 839 | 838 | 838 | 837 | 835 | 834 | 832 | 829 | 826 | 823 | 820 | 816 | 812 | 808 | 804 | 799 | 795 | 790 | 785 | 780 | 776 | 771 | 766 | 762 | 757 | 753 | 749 | 746 | 742 | 739 | 737 | 734 | 732 | 731 | 730 | 729
| 9 | 844 | 844 | 843 | 842 | 841 | 839 | 836 | 834 | 831 | 827 | 823 | 819 | 815 | 810 | 805 | 800 | 795 | 790 | 784 | 779 | 774 | 768 | 763 | 758 | 753 | 748 | 744 | 740 | 736 | 733 | 730 | 727 | 725 | 723 | 722 | 721
| 10 | 849 | 849 | 848 | 847 | 846 | 844 | 841 | 838 | 835 | 831 | 827 | 822 | 817 | 812 | 807 | 801 | 795 | 790 | 784 | 778 | 772 | 766 | 760 | 754 | 749 | 743 | 739 | 734 | 730 | 726 | 722 | 720 | 717 | 715 | 714 | 713
| 11 | 855 | 854 | 853 | 852 | 850 | 848 | 845 | 842 | 838 | 834 | 830 | 825 | 819 | 814 | 808 | 802 | 796 | 789 | 783 | 776 | 770 | 763 | 757 | 750 | 744 | 738 | 733 | 728 | 723 | 719 | 715 | 712 | 710 | 708 | 706 | 705
| 12 | 859 | 859 | 858 | 857 | 855 | 853 | 850 | 846 | 842 | 838 | 833 | 827 | 822 | 816 | 809 | 803 | 796 | 789 | 782 | 775 | 767 | 760 | 753 | 746 | 740 | 734 | 728 | 722 | 717 | 712 | 708 | 705 | 702 | 700 | 698 | 697
| 13 | 864 | 864 | 863 | 862 | 860 | 857 | 854 | 850 | 846 | 841 | 836 | 830 | 824 | 817 | 810 | 803 | 796 | 788 | 781 | 773 | 765 | 758 | 750 | 743 | 735 | 729 | 722 | 716 | 711 | 706 | 701 | 697 | 694 | 692 | 690 | 689
| 14 | 869 | 869 | 868 | 866 | 864 | 861 | 858 | 854 | 849 | 844 | 838 | 832 | 826 | 819 | 811 | 804 | 796 | 788 | 780 | 771 | 763 | 755 | 747 | 739 | 731 | 724 | 717 | 710 | 704 | 699 | 694 | 690 | 687 | 684 | 682 | 681
| 15 | 873 | 873 | 872 | 870 | 868 | 865 | 861 | 857 | 852 | 847 | 841 | 834 | 827 | 820 | 812 | 804 | 796 | 787 | 779 | 770 | 761 | 752 | 743 | 735 | 726 | 718 | 711 | 704 | 698 | 692 | 687 | 683 | 679 | 676 | 675 | 673
| 16 | 878 | 877 | 876 | 874 | 872 | 869 | 865 | 861 | 855 | 850 | 843 | 836 | 829 | 821 | 813 | 805 | 796 | 787 | 777 | 768 | 759 | 749 | 740 | 731 | 722 | 714 | 706 | 698 | 691 | 685 | 680 | 675 | 672 | 669 | 667 | 665
| 17 | 882 | 881 | 880 | 878 | 876 | 873 | 869 | 864 | 858 | 852 | 846 | 839 | 831 | 823 | 814 | 805 | 796 | 786 | 776 | 766 | 757 | 746 | 737 | 727 | 717 | 709 | 700 | 692 | 685 | 679 | 673 | 668 | 664 | 661 | 659 | 658
| 18 | 886 | 885 | 884 | 882 | 879 | 876 | 872 | 867 | 861 | 855 | 848 | 841 | 832 | 824 | 815 | 805 | 795 | 785 | 775 | 764 | 754 | 744 | 733 | 723 | 713 | 704 | 695 | 686 | 679 | 672 | 666 | 661 | 657 | 654 | 651 | 650
| 19 | 889 | 889 | 888 | 886 | 883 | 879 | 875 | 870 | 864 | 857 | 850 | 842 | 834 | 825 | 815 | 805 | 795 | 785 | 774 | 763 | 752 | 741 | 730 | 719 | 708 | 699 | 689 | 680 | 672 | 665 | 659 | 654 | 649 | 646 | 643 | 642
| 20 | 893 | 892 | 891 | 889 | 886 | 882 | 878 | 873 | 866 | 860 | 852 | 844 | 835 | 826 | 816 | 805 | 795 | 784 | 772 | 761 | 749 | 738 | 726 | 715 | 704 | 694 | 684 | 674 | 666 | 659 | 652 | 646 | 642 | 638 | 636 | 634
| 21 | 896 | 896 | 894 | 892 | 889 | 885 | 881 | 875 | 869 | 862 | 854 | 845 | 836 | 826 | 816 | 805 | 794 | 783 | 771 | 759 | 747 | 735 | 723 | 711 | 700 | 689 | 678 | 669 | 660 | 652 | 645 | 639 | 634 | 631 | 628 | 626
| 22 | 899 | 899 | 898 | 895 | 892 | 888 | 883 | 878 | 871 | 863 | 855 | 846 | 837 | 827 | 816 | 805 | 794 | 782 | 769 | 757 | 745 | 732 | 720 | 707 | 695 | 684 | 673 | 663 | 653 | 645 | 638 | 632 | 627 | 623 | 620 | 618
| 23 | 902 | 902 | 900 | 898 | 895 | 891 | 886 | 880 | 873 | 865 | 857 | 848 | 838 | 827 | 816 | 805 | 793 | 781 | 768 | 755 | 742 | 729 | 716 | 703 | 691 | 679 | 667 | 657 | 647 | 639 | 631 | 625 | 619 | 615 | 612 | 610
| 24 | 905 | 905 | 903 | 901 | 897 | 893 | 888 | 882 | 875 | 867 | 858 | 849 | 839 | 828 | 816 | 805 | 792 | 780 | 766 | 753 | 740 | 726 | 713 | 700 | 687 | 674 | 662 | 651 | 641 | 632 | 624 | 617 | 612 | 607 | 604 | 602
| 25 | 908 | 907 | 906 | 903 | 900 | 895 | 890 | 884 | 876 | 868 | 859 | 850 | 839 | 828 | 816 | 804 | 791 | 778 | 765 | 751 | 737 | 723 | 709 | 696 | 682 | 669 | 657 | 645 | 635 | 625 | 617 | 610 | 604 | 599 | 596 | 594
| 26 | 910 | 909 | 908 | 905 | 902 | 897 | 892 | 885 | 878 | 870 | 860 | 850 | 840 | 828 | 816 | 804 | 790 | 777 | 763 | 749 | 735 | 720 | 706 | 692 | 678 | 665 | 652 | 639 | 628 | 619 | 610 | 603 | 596 | 591 | 588 | 586
| 27 | 912 | 912 | 910 | 907 | 904 | 899 | 894 | 887 | 879 | 871 | 861 | 851 | 840 | 828 | 816 | 803 | 789 | 776 | 761 | 747 | 732 | 717 | 703 | 688 | 673 | 660 | 646 | 634 | 622 | 612 | 603 | 595 | 589 | 584 | 580 | 578
| 28 | 914 | 914 | 912 | 909 | 906 | 901 | 895 | 888 | 880 | 872 | 862 | 852 | 840 | 828 | 815 | 802 | 788 | 774 | 759 | 744 | 729 | 714 | 699 | 684 | 669 | 655 | 641 | 628 | 616 | 605 | 596 | 588 | 581 | 576 | 572 | 570
| 29 | 916 | 915 | 914 | 911 | 907 | 902 | 896 | 889 | 881 | 872 | 863 | 852 | 840 | 828 | 815 | 801 | 787 | 772 | 757 | 742 | 727 | 711 | 695 | 680 | 665 | 650 | 636 | 622 | 610 | 599 | 589 | 581 | 574 | 569 | 565 | 562
| 30 | 917 | 917 | 915 | 912 | 909 | 904 | 898 | 890 | 882 | 873 | 863 | 852 | 840 | 827 | 814 | 800 | 786 | 771 | 755 | 740 | 724 | 708 | 692 | 676 | 661 | 645 | 631 | 617 | 604 | 592 | 582 | 573 | 566 | 561 | 557 | 555
| 31 | 919 | 918 | 916 | 914 | 910 | 905 | 898 | 891 | 883 | 874 | 863 | 852 | 840 | 827 | 813 | 799 | 784 | 769 | 753 | 737 | 721 | 704 | 688 | 672 | 656 | 641 | 626 | 611 | 598 | 586 | 575 | 566 | 559 | 553 | 549 | 546
| 32 | 920 | 919 | 918 | 915 | 911 | 906 | 899 | 892 | 883 | 874 | 863 | 852 | 839 | 826 | 812 | 798 | 783 | 767 | 751 | 735 | 718 | 702 | 685 | 668 | 652 | 636 | 620 | 605 | 592 | 579 | 568 | 559 | 552 | 546 | 541 | 538
| 33 | 921 | 920 | 918 | 915 | 911 | 906 | 900 | 892 | 884 | 874 | 863 | 851 | 839 | 825 | 811 | 796 | 781 | 765 | 749 | 732 | 715 | 698 | 681 | 664 | 647 | 631 | 615 | 600 | 586 | 573 | 562 | 552 | 544 | 538 | 533 | 530
| 34 | 921 | 921 | 919 | 916 | 912 | 907 | 900 | 893 | 884 | 874 | 863 | 851 | 838 | 825 | 810 | 795 | 779 | 763 | 746 | 729 | 712 | 695 | 677 | 660 | 643 | 626 | 610 | 595 | 580 | 567 | 555 | 545 | 537 | 530 | 526 | 522
| 35 | 922 | 921 | 920 | 917 | 912 | 907 | 900 | 893 | 884 | 874 | 862 | 850 | 837 | 823 | 809 | 793 | 777 | 761 | 744 | 727 | 709 | 691 | 674 | 656 | 639 | 622 | 605 | 589 | 574 | 560 | 548 | 538 | 529 | 523 | 518 | 515
| 36 | 922 | 922 | 920 | 917 | 913 | 907 | 900 | 892 | 883 | 873 | 862 | 849 | 836 | 822 | 807 | 792 | 775 | 759 | 741 | 724 | 706 | 688 | 670 | 652 | 634 | 617 | 600 | 584 | 568 | 554 | 542 | 531 | 522 | 515 | 510 | 507
| 37 | 922 | 922 | 920 | 917 | 913 | 907 | 900 | 892 | 883 | 873 | 861 | 849 | 835 | 821 | 806 | 790 | 773 | 756 | 739 | 721 | 703 | 685 | 666 | 648 | 630 | 613 | 595 | 579 | 562 | 548 | 535 | 524 | 515 | 508 | 503 | 500
| 38 | 922 | 922 | 920 | 917 | 912 | 907 | 900 | 892 | 882 | 872 | 860 | 847 | 834 | 819 | 804 | 788 | 771 | 754 | 736 | 718 | 699 | 681 | 662 | 644 | 626 | 608 | 590 | 573 | 557 | 542 | 528 | 517 | 508 | 501 | 495 | 492
| 39 | 922 | 921 | 919 | 916 | 912 | 906 | 899 | 891 | 881 | 871 | 859 | 846 | 832 | 818 | 802 | 786 | 769 | 751 | 733 | 715 | 696 | 677 | 659 | 640 | 621 | 603 | 585 | 568 | 551 | 535 | 522 | 510 | 501 | 493 | 488 | 485
| 40 | 921 | 921 | 919 | 916 | 911 | 905 | 898 | 890 | 880 | 870 | 858 | 845 | 831 | 816 | 800 | 783 | 766 | 748 | 730 | 712 | 693 | 674 | 655 | 636 | 617 | 598 | 580 | 562 | 546 | 529 | 516 | 504 | 494 | 486 | 481 | 478
| 41 | 921 | 920 | 918 | 915 | 910 | 905 | 897 | 889 | 879 | 868 | 856 | 843 | 829 | 814 | 798 | 781 | 764 | 745 | 727 | 708 | 689 | 670 | 651 | 631 | 612 | 594 | 575 | 557 | 540 | 524 | 509 | 497 | 487 | 479 | 473 | 471
| 42 | 920 | 919 | 917 | 914 | 909 | 903 | 896 | 888 | 878 | 867 | 855 | 841 | 827 | 812 | 795 | 778 | 761 | 743 | 724 | 705 | 686 | 666 | 647 | 627 | 608 | 589 | 570 | 552 | 535 | 518 | 503 | 490 | 480 | 472 | 466 | 463
| 43 | 919 | 918 | 916 | 913 | 908 | 902 | 895 | 886 | 876 | 865 | 853 | 839 | 825 | 809 | 793 | 776 | 758 | 740 | 721 | 701 | 682 | 662 | 643 | 623 | 603 | 584 | 565 | 547 | 529 | 512 | 497 | 484 | 473 | 465 | 459 | 456
| 44 | 917 | 916 | 915 | 911 | 907 | 901 | 893 | 885 | 875 | 863 | 851 | 837 | 822 | 807 | 790 | 773 | 755 | 736 | 717 | 698 | 678 | 658 | 638 | 618 | 599 | 579 | 560 | 542 | 524 | 506 | 491 | 477 | 467 | 458 | 451 | 448
| 45 | 916 | 915 | 913 | 910 | 905 | 899 | 891 | 883 | 873 | 861 | 849 | 835 | 820 | 804 | 788 | 770 | 752 | 733 | 714 | 694 | 674 | 654 | 634 | 614 | 594 | 575 | 555 | 536 | 518 | 501 | 485 | 471 | 460 | 451 | 444 | 441
| 46 | 914 | 913 | 911 | 908 | 903 | 897 | 890 | 881 | 870 | 859 | 846 | 832 | 817 | 802 | 785 | 767 | 749 | 730 | 710 | 691 | 670 | 650 | 630 | 610 | 589 | 570 | 550 | 531 | 513 | 495 | 479 | 465 | 453 | 444 | 438 | 433
| 47 | 912 | 911 | 909 | 906 | 901 | 895 | 887 | 878 | 868 | 857 | 844 | 830 | 815 | 799 | 782 | 764 | 745 | 726 | 707 | 687 | 666 | 646 | 626 | 605 | 585 | 565 | 545 | 526 | 508 | 490 | 473 | 459 | 447 | 438 | 431 | 427
| 48 | 909 | 909 | 907 | 903 | 899 | 893 | 885 | 876 | 866 | 854 | 841 | 827 | 812 | 796 | 779 | 761 | 742 | 723 | 703 | 683 | 662 | 642 | 621 | 601 | 580 | 560 | 540 | 521 | 502 | 484 | 467 | 453 | 440 | 431 | 424 | 420
| 49 | 907 | 906 | 904 | 901 | 896 | 890 | 882 | 873 | 863 | 851 | 838 | 824 | 809 | 792 | 775 | 757 | 738 | 719 | 699 | 679 | 658 | 637 | 617 | 596 | 575 | 555 | 535 | 516 | 497 | 479 | 462 | 447 | 434 | 425 | 418 | 413
| 50 | 904 | 904 | 902 | 898 | 894 | 887 | 880 | 871 | 860 | 848 | 835 | 821 | 806 | 789 | 772 | 753 | 735 | 715 | 695 | 675 | 654 | 633 | 612 | 591 | 571 | 550 | 530 | 511 | 492 | 473 | 456 | 441 | 428 | 418 | 411 | 407
| 51 | 902 | 901 | 899 | 895 | 891 | 884 | 877 | 868 | 857 | 845 | 832 | 818 | 802 | 786 | 768 | 750 | 731 | 711 | 691 | 670 | 650 | 628 | 607 | 587 | 566 | 545 | 525 | 506 | 486 | 468 | 451 | 435 | 422 | 412 | 405 | 400
| 52 | 898 | 898 | 896 | 892 | 888 | 881 | 874 | 864 | 854 | 842 | 829 | 814 | 799 | 782 | 764 | 746 | 727 | 707 | 687 | 666 | 645 | 624 | 603 | 582 | 561 | 540 | 520 | 500 | 481 | 463 | 445 | 430 | 416 | 406 | 398 | 394
| 53 | 895 | 895 | 892 | 889 | 884 | 878 | 870 | 861 | 850 | 838 | 825 | 811 | 795 | 778 | 760 | 742 | 723 | 703 | 682 | 662 | 641 | 619 | 598 | 577 | 556 | 535 | 515 | 495 | 476 | 457 | 440 | 424 | 411 | 400 | 392 | 388
| 54 | 892 | 891 | 889 | 886 | 881 | 874 | 867 | 858 | 847 | 835 | 821 | 807 | 791 | 774 | 756 | 738 | 719 | 699 | 678 | 657 | 636 | 615 | 593 | 572 | 551 | 530 | 510 | 490 | 471 | 452 | 435 | 419 | 405 | 394 | 386 | 382
| 55 | 888 | 887 | 885 | 882 | 877 | 871 | 863 | 854 | 843 | 831 | 817 | 803 | 787 | 770 | 752 | 734 | 714 | 694 | 674 | 653 | 631 | 610 | 588 | 567 | 546 | 525 | 505 | 485 | 465 | 447 | 429 | 413 | 399 | 388 | 380 | 376
| 56 | 884 | 883 | 881 | 878 | 873 | 867 | 859 | 850 | 839 | 827 | 813 | 799 | 783 | 766 | 748 | 729 | 710 | 690 | 669 | 648 | 627 | 605 | 584 | 562 | 541 | 520 | 500 | 480 | 460 | 442 | 424 | 408 | 394 | 383 | 375 | 370
| 57 | 880 | 879 | 877 | 874 | 869 | 863 | 855 | 846 | 835 | 823 | 809 | 794 | 779 | 762 | 744 | 725 | 705 | 685 | 664 | 643 | 622 | 600 | 579 | 557 | 536 | 515 | 494 | 474 | 455 | 436 | 419 | 402 | 388 | 377 | 369 | 364
| 58 | 876 | 875 | 873 | 870 | 865 | 858 | 851 | 841 | 831 | 818 | 805 | 790 | 774 | 757 | 739 | 720 | 700 | 680 | 659 | 638 | 617 | 595 | 574 | 552 | 531 | 510 | 489 | 469 | 450 | 431 | 413 | 397 | 383 | 372 | 364 | 359
| 59 | 871 | 870 | 868 | 865 | 860 | 854 | 846 | 837 | 826 | 814 | 800 | 785 | 770 | 752 | 734 | 715 | 696 | 675 | 655 | 633 | 612 | 590 | 568 | 547 | 526 | 505 | 484 | 464 | 444 | 426 | 408 | 392 | 378 | 366 | 358 | 353
| 60 | 866 | 866 | 864 | 860 | 856 | 849 | 841 | 832 | 821 | 809 | 796 | 781 | 765 | 748 | 729 | 711 | 691 | 670 | 649 | 628 | 607 | 585 | 563 | 542 | 520 | 499 | 479 | 459 | 439 | 421 | 403 | 387 | 372 | 361 | 353 | 348
| 61 | 861 | 861 | 859 | 855 | 851 | 844 | 837 | 827 | 817 | 804 | 791 | 776 | 760 | 743 | 725 | 705 | 686 | 665 | 644 | 623 | 602 | 580 | 558 | 537 | 515 | 494 | 473 | 453 | 434 | 415 | 398 | 382 | 367 | 356 | 347 | 342
| 62 | 856 | 856 | 854 | 850 | 845 | 839 | 831 | 822 | 812 | 799 | 786 | 771 | 755 | 738 | 719 | 700 | 681 | 660 | 639 | 618 | 596 | 575 | 553 | 531 | 510 | 489 | 468 | 448 | 429 | 410 | 393 | 377 | 362 | 351 | 342 | 337
| 63 | 851 | 850 | 848 | 845 | 840 | 834 | 826 | 817 | 806 | 794 | 781 | 766 | 750 | 732 | 714 | 695 | 675 | 655 | 634 | 613 | 591 | 569 | 547 | 526 | 505 | 483 | 463 | 443 | 424 | 405 | 387 | 371 | 357 | 346 | 337 | 332
| 64 | 845 | 845 | 843 | 839 | 835 | 829 | 821 | 812 | 801 | 789 | 775 | 760 | 744 | 727 | 709 | 690 | 670 | 650 | 629 | 607 | 586 | 564 | 542 | 521 | 499 | 478 | 458 | 438 | 418 | 400 | 382 | 366 | 352 | 341 | 332 | 327
| 65 | 840 | 839 | 837 | 834 | 829 | 823 | 815 | 806 | 795 | 783 | 769 | 755 | 739 | 722 | 703 | 684 | 665 | 644 | 623 | 602 | 580 | 558 | 537 | 515 | 494 | 473 | 452 | 432 | 413 | 394 | 377 | 361 | 347 | 336 | 327 | 322
| 66 | 834 | 833 | 831 | 828 | 823 | 817 | 810 | 800 | 790 | 777 | 764 | 749 | 733 | 716 | 698 | 679 | 659 | 639 | 617 | 596 | 575 | 553 | 531 | 510 | 488 | 467 | 447 | 427 | 408 | 389 | 372 | 356 | 343 | 331 | 323 | 317
| 67 | 828 | 827 | 825 | 822 | 817 | 811 | 804 | 794 | 784 | 772 | 758 | 743 | 727 | 710 | 692 | 673 | 653 | 633 | 612 | 591 | 569 | 548 | 526 | 504 | 483 | 462 | 442 | 422 | 403 | 384 | 367 | 351 | 337 | 326 | 318 | 312
| 68 | 821 | 821 | 819 | 815 | 811 | 805 | 797 | 788 | 778 | 766 | 752 | 738 | 722 | 704 | 686 | 667 | 648 | 627 | 606 | 585 | 563 | 542 | 520 | 499 | 477 | 456 | 436 | 416 | 397 | 379 | 362 | 346 | 333 | 321 | 313 | 308
| 69 | 815 | 814 | 812 | 809 | 805 | 799 | 791 | 782 | 771 | 759 | 746 | 731 | 716 | 698 | 680 | 661 | 642 | 621 | 600 | 579 | 558 | 536 | 515 | 493 | 472 | 451 | 431 | 411 | 392 | 374 | 357 | 341 | 328 | 317 | 308 | 303
| 70 | 808 | 808 | 806 | 802 | 798 | 792 | 785 | 776 | 765 | 753 | 740 | 725 | 709 | 692 | 674 | 655 | 635 | 615 | 595 | 573 | 552 | 530 | 509 | 488 | 466 | 446 | 426 | 406 | 387 | 369 | 352 | 337 | 323 | 312 | 304 | 298
| 71 | 801 | 801 | 799 | 796 | 791 | 785 | 778 | 769 | 759 | 747 | 733 | 719 | 703 | 686 | 668 | 649 | 629 | 609 | 589 | 567 | 546 | 525 | 503 | 482 | 461 | 440 | 420 | 400 | 381 | 364 | 347 | 331 | 318 | 307 | 299 | 294
| 72 | 794 | 794 | 792 | 789 | 784 | 778 | 771 | 762 | 752 | 740 | 727 | 712 | 696 | 679 | 661 | 643 | 623 | 603 | 582 | 562 | 540 | 519 | 497 | 476 | 455 | 435 | 414 | 395 | 376 | 359 | 342 | 327 | 313 | 303 | 294 | 289
| 73 | 787 | 786 | 784 | 782 | 777 | 771 | 764 | 755 | 745 | 733 | 720 | 706 | 690 | 673 | 655 | 636 | 617 | 597 | 576 | 556 | 534 | 513 | 492 | 470 | 450 | 429 | 409 | 390 | 371 | 353 | 337 | 322 | 309 | 298 | 290 | 285
| 74 | 780 | 779 | 777 | 774 | 770 | 764 | 757 | 748 | 738 | 726 | 713 | 699 | 683 | 667 | 649 | 630 | 610 | 591 | 570 | 549 | 528 | 507 | 486 | 465 | 444 | 423 | 404 | 384 | 366 | 348 | 332 | 317 | 304 | 294 | 285 | 280
| 75 | 772 | 771 | 770 | 767 | 762 | 757 | 750 | 741 | 731 | 719 | 706 | 692 | 676 | 660 | 643 | 624 | 604 | 584 | 564 | 543 | 522 | 501 | 480 | 459 | 438 | 418 | 398 | 379 | 361 | 343 | 327 | 312 | 300 | 289 | 281 | 276
| 76 | 764 | 764 | 762 | 759 | 755 | 749 | 742 | 734 | 724 | 712 | 699 | 685 | 669 | 653 | 635 | 617 | 598 | 578 | 557 | 537 | 516 | 495 | 474 | 453 | 432 | 412 | 393 | 374 | 356 | 339 | 322 | 308 | 295 | 284 | 277 | 272
| 77 | 756 | 756 | 754 | 751 | 747 | 741 | 735 | 726 | 716 | 705 | 692 | 678 | 663 | 646 | 628 | 610 | 591 | 572 | 551 | 531 | 510 | 489 | 468 | 448 | 427 | 407 | 388 | 369 | 350 | 333 | 317 | 303 | 290 | 280 | 272 | 267
| 78 | 748 | 747 | 746 | 743 | 739 | 734 | 727 | 718 | 708 | 697 | 684 | 671 | 655 | 639 | 621 | 603 | 584 | 565 | 545 | 524 | 504 | 483 | 462 | 441 | 421 | 401 | 382 | 363 | 345 | 328 | 313 | 298 | 286 | 276 | 268 | 263
| 79 | 740 | 739 | 738 | 735 | 731 | 726 | 719 | 710 | 701 | 690 | 677 | 663 | 648 | 632 | 615 | 597 | 578 | 558 | 538 | 518 | 497 | 477 | 456 | 436 | 416 | 396 | 376 | 358 | 340 | 323 | 308 | 293 | 281 | 271 | 264 | 259
| 80 | 731 | 731 | 729 | 726 | 722 | 717 | 711 | 703 | 693 | 682 | 669 | 656 | 641 | 625 | 607 | 590 | 571 | 551 | 532 | 511 | 491 | 470 | 450 | 430 | 410 | 390 | 371 | 353 | 335 | 318 | 303 | 289 | 277 | 267 | 259 | 255
| 81 | 722 | 722 | 720 | 718 | 714 | 709 | 702 | 695 | 685 | 674 | 662 | 648 | 633 | 617 | 600 | 583 | 564 | 545 | 525 | 505 | 485 | 464 | 444 | 424 | 404 | 384 | 366 | 348 | 330 | 313 | 298 | 284 | 272 | 262 | 255 | 251
| 82 | 714 | 713 | 712 | 709 | 705 | 700 | 694 | 686 | 677 | 666 | 654 | 640 | 626 | 610 | 593 | 575 | 556 | 538 | 518 | 498 | 478 | 458 | 438 | 418 | 398 | 379 | 360 | 342 | 325 | 308 | 293 | 280 | 268 | 258 | 251 | 247
| 83 | 704 | 704 | 703 | 700 | 697 | 692 | 685 | 678 | 668 | 658 | 646 | 632 | 618 | 602 | 586 | 568 | 549 | 530 | 512 | 492 | 472 | 452 | 432 | 412 | 392 | 373 | 355 | 337 | 320 | 304 | 289 | 275 | 264 | 254 | 247 | 242
| 84 | 695 | 695 | 694 | 691 | 688 | 683 | 677 | 669 | 660 | 650 | 638 | 625 | 610 | 594 | 578 | 561 | 543 | 524 | 505 | 485 | 465 | 445 | 426 | 406 | 387 | 368 | 349 | 332 | 315 | 299 | 284 | 271 | 259 | 249 | 243 | 238
| 85 | 686 | 686 | 684 | 682 | 679 | 674 | 668 | 661 | 652 | 641 | 629 | 617 | 602 | 587 | 571 | 553 | 536 | 517 | 498 | 478 | 459 | 439 | 419 | 400 | 381 | 362 | 344 | 326 | 309 | 294 | 279 | 266 | 255 | 245 | 238 | 234
| 86 | 677 | 676 | 675 | 673 | 669 | 665 | 659 | 652 | 643 | 633 | 621 | 608 | 594 | 579 | 563 | 546 | 528 | 510 | 491 | 472 | 452 | 433 | 413 | 394 | 375 | 357 | 338 | 321 | 305 | 289 | 275 | 262 | 250 | 241 | 234 | 230
| 87 | 667 | 667 | 665 | 663 | 660 | 656 | 650 | 643 | 634 | 624 | 613 | 600 | 586 | 571 | 555 | 538 | 521 | 503 | 484 | 465 | 446 | 426 | 407 | 388 | 369 | 351 | 333 | 316 | 299 | 284 | 270 | 257 | 246 | 237 | 230 | 226
| 88 | 657 | 657 | 656 | 654 | 651 | 646 | 641 | 634 | 625 | 616 | 604 | 592 | 578 | 563 | 548 | 531 | 513 | 495 | 477 | 458 | 439 | 420 | 401 | 382 | 364 | 345 | 328 | 311 | 294 | 280 | 265 | 253 | 242 | 233 | 226 | 222
| 89 | 647 | 647 | 646 | 644 | 641 | 637 | 632 | 625 | 616 | 607 | 596 | 584 | 570 | 555 | 540 | 523 | 506 | 488 | 470 | 451 | 433 | 414 | 395 | 376 | 358 | 340 | 323 | 306 | 290 | 275 | 261 | 248 | 237 | 229 | 222 | 218
| 90 | 637 | 637 | 636 | 634 | 631 | 627 | 622 | 615 | 607 | 598 | 587 | 575 | 562 | 547 | 532 | 515 | 498 | 481 | 463 | 445 | 426 | 407 | 389 | 370 | 352 | 334 | 317 | 301 | 285 | 270 | 256 | 244 | 233 | 225 | 218 | 214

## Zone-14 (hidden)
Inclination (variation from horizontal) | Orientation (variation from south)
| Slope | 0 | 5 | 10 | 15 | 20 | 25 | 30 | 35 | 40 | 45 | 50 | 55 | 60 | 65 | 70 | 75 | 80 | 85 | 90 | 95 | 100 | 105 | 110 | 115 | 120 | 125 | 130 | 135 | 140 | 145 | 150 | 155 | 160 | 165 | 170 | 175
| 0 | 701 | 701 | 701 | 701 | 701 | 701 | 701 | 701 | 701 | 701 | 701 | 701 | 701 | 701 | 701 | 701 | 701 | 701 | 701 | 701 | 701 | 701 | 701 | 701 | 701 | 701 | 701 | 701 | 701 | 701 | 701 | 701 | 701 | 701 | 701 | 701
| 1 | 707 | 706 | 706 | 706 | 706 | 706 | 706 | 705 | 705 | 705 | 704 | 704 | 703 | 703 | 702 | 702 | 701 | 701 | 700 | 700 | 699 | 699 | 698 | 698 | 697 | 697 | 696 | 696 | 695 | 695 | 695 | 694 | 694 | 694 | 694 | 694
| 2 | 713 | 713 | 712 | 712 | 712 | 712 | 711 | 710 | 710 | 709 | 708 | 707 | 706 | 705 | 704 | 703 | 702 | 701 | 700 | 699 | 698 | 697 | 696 | 695 | 694 | 693 | 692 | 691 | 690 | 690 | 689 | 689 | 688 | 688 | 688 | 687
| 3 | 719 | 719 | 718 | 718 | 718 | 717 | 716 | 715 | 714 | 713 | 712 | 711 | 709 | 708 | 706 | 705 | 703 | 702 | 700 | 698 | 697 | 695 | 693 | 692 | 690 | 689 | 688 | 686 | 685 | 684 | 683 | 683 | 682 | 681 | 681 | 681
| 4 | 725 | 725 | 724 | 724 | 723 | 722 | 721 | 720 | 719 | 717 | 716 | 714 | 712 | 710 | 708 | 706 | 704 | 702 | 700 | 697 | 695 | 693 | 691 | 689 | 687 | 685 | 683 | 682 | 680 | 679 | 678 | 677 | 676 | 675 | 675 | 674
| 5 | 730 | 730 | 730 | 729 | 729 | 728 | 726 | 725 | 723 | 722 | 720 | 717 | 715 | 713 | 710 | 708 | 705 | 702 | 699 | 697 | 694 | 691 | 689 | 686 | 684 | 681 | 679 | 677 | 675 | 673 | 672 | 670 | 669 | 669 | 668 | 668
| 6 | 736 | 736 | 736 | 735 | 734 | 733 | 731 | 730 | 728 | 725 | 723 | 721 | 718 | 715 | 712 | 709 | 706 | 702 | 699 | 696 | 693 | 689 | 686 | 683 | 680 | 677 | 675 | 672 | 670 | 668 | 666 | 664 | 663 | 662 | 661 | 661
| 7 | 742 | 741 | 741 | 740 | 739 | 738 | 736 | 734 | 732 | 729 | 727 | 724 | 720 | 717 | 714 | 710 | 706 | 703 | 699 | 695 | 691 | 687 | 684 | 680 | 677 | 673 | 670 | 667 | 665 | 662 | 660 | 658 | 657 | 656 | 655 | 654
| 8 | 747 | 747 | 746 | 745 | 744 | 743 | 741 | 738 | 736 | 733 | 730 | 727 | 723 | 719 | 715 | 711 | 707 | 703 | 698 | 694 | 690 | 685 | 681 | 677 | 673 | 669 | 666 | 662 | 659 | 657 | 654 | 652 | 650 | 649 | 648 | 648
| 9 | 752 | 752 | 752 | 751 | 749 | 747 | 745 | 743 | 740 | 737 | 733 | 730 | 725 | 721 | 717 | 712 | 708 | 703 | 698 | 693 | 688 | 683 | 678 | 674 | 669 | 665 | 661 | 657 | 654 | 651 | 648 | 646 | 644 | 643 | 642 | 641
| 10 | 758 | 757 | 757 | 755 | 754 | 752 | 750 | 747 | 744 | 740 | 736 | 732 | 728 | 723 | 718 | 713 | 708 | 703 | 697 | 692 | 686 | 681 | 676 | 671 | 666 | 661 | 657 | 653 | 649 | 645 | 642 | 640 | 638 | 636 | 635 | 634
| 11 | 762 | 762 | 761 | 760 | 759 | 756 | 754 | 751 | 747 | 744 | 739 | 735 | 730 | 725 | 720 | 714 | 709 | 703 | 697 | 691 | 685 | 679 | 673 | 668 | 662 | 657 | 652 | 648 | 643 | 640 | 637 | 634 | 632 | 630 | 629 | 628
| 12 | 767 | 767 | 766 | 765 | 763 | 761 | 758 | 755 | 751 | 747 | 742 | 738 | 732 | 727 | 721 | 715 | 709 | 703 | 696 | 690 | 683 | 677 | 671 | 664 | 659 | 653 | 648 | 643 | 638 | 634 | 631 | 628 | 625 | 624 | 622 | 621
| 13 | 772 | 772 | 771 | 769 | 768 | 765 | 762 | 759 | 755 | 750 | 745 | 740 | 735 | 729 | 722 | 716 | 709 | 703 | 696 | 689 | 682 | 675 | 668 | 661 | 655 | 649 | 643 | 638 | 633 | 629 | 625 | 622 | 619 | 617 | 616 | 615
| 14 | 777 | 776 | 775 | 774 | 772 | 769 | 766 | 762 | 758 | 753 | 748 | 743 | 736 | 730 | 724 | 717 | 710 | 702 | 695 | 688 | 680 | 673 | 665 | 658 | 651 | 645 | 639 | 633 | 628 | 623 | 619 | 616 | 613 | 611 | 610 | 609
| 15 | 781 | 781 | 780 | 778 | 776 | 773 | 770 | 766 | 761 | 756 | 751 | 745 | 738 | 732 | 725 | 717 | 710 | 702 | 694 | 686 | 678 | 670 | 663 | 655 | 648 | 641 | 634 | 628 | 622 | 618 | 613 | 610 | 607 | 605 | 603 | 602
| 16 | 785 | 785 | 784 | 782 | 780 | 777 | 773 | 769 | 764 | 759 | 753 | 747 | 740 | 733 | 726 | 718 | 710 | 702 | 693 | 685 | 677 | 668 | 660 | 652 | 644 | 637 | 630 | 623 | 617 | 612 | 608 | 604 | 601 | 598 | 597 | 596
| 17 | 789 | 789 | 788 | 786 | 784 | 780 | 777 | 772 | 767 | 762 | 756 | 749 | 742 | 735 | 727 | 719 | 710 | 702 | 693 | 684 | 675 | 666 | 657 | 649 | 641 | 633 | 625 | 618 | 612 | 607 | 602 | 598 | 595 | 592 | 590 | 589
| 18 | 793 | 793 | 792 | 790 | 787 | 784 | 780 | 775 | 770 | 764 | 758 | 751 | 744 | 736 | 728 | 719 | 710 | 701 | 692 | 683 | 673 | 664 | 655 | 646 | 637 | 628 | 621 | 614 | 607 | 601 | 596 | 592 | 589 | 586 | 584 | 583
| 19 | 797 | 796 | 795 | 793 | 791 | 787 | 783 | 778 | 773 | 767 | 760 | 753 | 745 | 737 | 728 | 720 | 710 | 701 | 691 | 681 | 671 | 662 | 652 | 642 | 633 | 624 | 616 | 609 | 602 | 596 | 591 | 586 | 582 | 579 | 577 | 576
| 20 | 800 | 800 | 799 | 797 | 794 | 790 | 786 | 781 | 775 | 769 | 762 | 755 | 747 | 738 | 729 | 720 | 710 | 700 | 690 | 680 | 670 | 660 | 649 | 639 | 630 | 621 | 612 | 604 | 597 | 590 | 585 | 580 | 576 | 573 | 571 | 569
| 21 | 804 | 803 | 802 | 800 | 797 | 793 | 789 | 784 | 778 | 771 | 764 | 756 | 748 | 739 | 730 | 720 | 710 | 700 | 689 | 679 | 668 | 657 | 647 | 636 | 626 | 617 | 607 | 599 | 591 | 585 | 579 | 574 | 570 | 567 | 564 | 563
| 22 | 807 | 806 | 805 | 803 | 800 | 796 | 792 | 786 | 780 | 773 | 766 | 758 | 749 | 740 | 730 | 720 | 710 | 699 | 688 | 677 | 666 | 655 | 644 | 633 | 623 | 613 | 603 | 594 | 586 | 579 | 573 | 568 | 564 | 560 | 558 | 557
| 23 | 810 | 809 | 808 | 806 | 803 | 799 | 794 | 789 | 782 | 775 | 768 | 759 | 750 | 741 | 731 | 720 | 710 | 699 | 687 | 676 | 664 | 653 | 641 | 630 | 619 | 609 | 599 | 589 | 581 | 574 | 568 | 562 | 557 | 554 | 552 | 550
| 24 | 813 | 812 | 811 | 809 | 806 | 802 | 797 | 791 | 784 | 777 | 769 | 761 | 751 | 741 | 731 | 720 | 709 | 698 | 686 | 674 | 663 | 651 | 639 | 627 | 615 | 605 | 594 | 585 | 576 | 569 | 562 | 556 | 551 | 548 | 545 | 544
| 25 | 815 | 815 | 814 | 811 | 808 | 804 | 799 | 793 | 786 | 779 | 770 | 762 | 752 | 742 | 731 | 720 | 709 | 697 | 685 | 673 | 660 | 648 | 636 | 624 | 612 | 601 | 590 | 580 | 571 | 563 | 556 | 550 | 545 | 542 | 539 | 537
| 26 | 818 | 818 | 816 | 814 | 810 | 806 | 801 | 795 | 788 | 780 | 772 | 763 | 753 | 742 | 732 | 720 | 708 | 696 | 684 | 671 | 659 | 646 | 633 | 621 | 609 | 597 | 586 | 575 | 566 | 558 | 550 | 544 | 539 | 535 | 532 | 531
| 27 | 820 | 820 | 818 | 816 | 813 | 808 | 803 | 797 | 790 | 782 | 773 | 763 | 753 | 743 | 732 | 720 | 708 | 695 | 682 | 670 | 656 | 643 | 631 | 618 | 605 | 593 | 581 | 571 | 561 | 552 | 545 | 538 | 533 | 529 | 526 | 524
| 28 | 823 | 822 | 821 | 818 | 815 | 810 | 805 | 798 | 791 | 783 | 774 | 764 | 754 | 743 | 731 | 719 | 707 | 694 | 681 | 668 | 654 | 641 | 628 | 615 | 602 | 589 | 577 | 566 | 556 | 547 | 539 | 532 | 527 | 523 | 520 | 518
| 29 | 825 | 824 | 822 | 820 | 816 | 812 | 806 | 800 | 792 | 784 | 775 | 765 | 754 | 743 | 731 | 719 | 706 | 693 | 680 | 666 | 652 | 639 | 625 | 611 | 598 | 585 | 573 | 561 | 551 | 542 | 533 | 526 | 521 | 516 | 513 | 511
| 30 | 826 | 826 | 824 | 822 | 818 | 813 | 808 | 801 | 793 | 785 | 775 | 765 | 754 | 743 | 731 | 718 | 705 | 692 | 678 | 664 | 650 | 636 | 622 | 608 | 595 | 582 | 569 | 557 | 546 | 536 | 528 | 521 | 515 | 510 | 507 | 504
| 31 | 828 | 827 | 826 | 823 | 819 | 815 | 809 | 802 | 794 | 785 | 776 | 766 | 754 | 743 | 730 | 718 | 704 | 690 | 677 | 662 | 648 | 634 | 619 | 605 | 591 | 578 | 565 | 552 | 541 | 531 | 522 | 515 | 509 | 504 | 500 | 498
| 32 | 829 | 829 | 827 | 825 | 821 | 816 | 810 | 803 | 795 | 786 | 776 | 766 | 754 | 742 | 730 | 717 | 703 | 689 | 675 | 660 | 646 | 631 | 617 | 602 | 588 | 574 | 561 | 548 | 536 | 525 | 516 | 509 | 502 | 498 | 494 | 492
| 33 | 831 | 830 | 828 | 826 | 822 | 817 | 811 | 804 | 796 | 787 | 777 | 766 | 754 | 742 | 729 | 716 | 702 | 688 | 673 | 658 | 643 | 628 | 614 | 599 | 584 | 570 | 556 | 543 | 531 | 520 | 511 | 503 | 497 | 491 | 488 | 485
| 34 | 832 | 831 | 830 | 827 | 823 | 818 | 812 | 804 | 796 | 787 | 777 | 766 | 754 | 741 | 728 | 715 | 701 | 686 | 671 | 656 | 641 | 626 | 611 | 596 | 581 | 566 | 552 | 539 | 526 | 515 | 505 | 497 | 490 | 485 | 482 | 479
| 35 | 833 | 832 | 830 | 828 | 824 | 818 | 812 | 805 | 796 | 787 | 777 | 765 | 753 | 741 | 727 | 714 | 699 | 684 | 669 | 654 | 639 | 623 | 607 | 592 | 577 | 563 | 548 | 535 | 522 | 510 | 500 | 491 | 484 | 479 | 475 | 473
| 36 | 833 | 833 | 831 | 828 | 824 | 819 | 812 | 805 | 796 | 787 | 776 | 765 | 753 | 740 | 726 | 712 | 698 | 683 | 667 | 652 | 636 | 620 | 605 | 589 | 574 | 559 | 544 | 530 | 517 | 505 | 495 | 486 | 479 | 473 | 469 | 467
| 37 | 834 | 833 | 832 | 829 | 824 | 819 | 813 | 805 | 796 | 787 | 776 | 764 | 752 | 739 | 725 | 711 | 696 | 681 | 665 | 649 | 633 | 617 | 601 | 585 | 570 | 555 | 540 | 526 | 512 | 500 | 489 | 480 | 473 | 467 | 463 | 461
| 38 | 834 | 834 | 832 | 829 | 825 | 819 | 813 | 805 | 796 | 786 | 775 | 764 | 751 | 738 | 724 | 709 | 694 | 679 | 663 | 647 | 631 | 615 | 598 | 582 | 566 | 551 | 536 | 521 | 508 | 495 | 484 | 475 | 467 | 461 | 457 | 455
| 39 | 835 | 834 | 832 | 829 | 825 | 819 | 813 | 805 | 796 | 786 | 775 | 763 | 750 | 737 | 722 | 708 | 692 | 677 | 661 | 644 | 628 | 611 | 595 | 579 | 563 | 547 | 532 | 517 | 503 | 490 | 478 | 469 | 461 | 455 | 450 | 448
| 40 | 835 | 834 | 832 | 829 | 825 | 819 | 812 | 804 | 795 | 785 | 774 | 762 | 749 | 735 | 721 | 706 | 691 | 675 | 658 | 642 | 625 | 608 | 592 | 575 | 559 | 543 | 528 | 513 | 499 | 485 | 473 | 463 | 455 | 449 | 444 | 442
| 41 | 834 | 834 | 832 | 829 | 824 | 819 | 812 | 804 | 795 | 784 | 773 | 761 | 748 | 734 | 719 | 704 | 688 | 672 | 656 | 639 | 622 | 605 | 588 | 572 | 555 | 539 | 524 | 509 | 494 | 480 | 468 | 458 | 450 | 443 | 438 | 436
| 42 | 834 | 833 | 831 | 828 | 824 | 818 | 811 | 803 | 794 | 783 | 772 | 759 | 746 | 732 | 717 | 702 | 686 | 670 | 653 | 636 | 619 | 602 | 585 | 568 | 552 | 535 | 520 | 504 | 490 | 476 | 463 | 453 | 444 | 437 | 432 | 429
| 43 | 833 | 833 | 831 | 828 | 823 | 817 | 810 | 802 | 793 | 782 | 771 | 758 | 745 | 730 | 715 | 700 | 684 | 667 | 651 | 633 | 616 | 599 | 582 | 565 | 548 | 531 | 515 | 500 | 485 | 471 | 458 | 447 | 439 | 432 | 427 | 423
| 44 | 833 | 832 | 830 | 827 | 822 | 816 | 809 | 801 | 792 | 781 | 769 | 756 | 743 | 728 | 713 | 698 | 682 | 665 | 648 | 631 | 613 | 596 | 578 | 561 | 544 | 527 | 511 | 496 | 481 | 466 | 453 | 442 | 433 | 426 | 421 | 418
| 45 | 832 | 831 | 829 | 826 | 821 | 815 | 808 | 800 | 790 | 779 | 768 | 755 | 741 | 726 | 711 | 695 | 679 | 662 | 645 | 628 | 610 | 592 | 575 | 557 | 540 | 523 | 507 | 491 | 476 | 462 | 449 | 437 | 428 | 420 | 415 | 412
| 46 | 830 | 830 | 828 | 825 | 820 | 814 | 807 | 798 | 789 | 778 | 766 | 753 | 739 | 724 | 709 | 693 | 676 | 659 | 642 | 624 | 607 | 589 | 571 | 553 | 536 | 519 | 503 | 487 | 472 | 457 | 444 | 432 | 422 | 415 | 409 | 406
| 47 | 829 | 829 | 827 | 823 | 819 | 813 | 805 | 797 | 787 | 776 | 764 | 751 | 737 | 722 | 706 | 690 | 674 | 656 | 639 | 621 | 603 | 585 | 567 | 550 | 532 | 515 | 499 | 483 | 467 | 452 | 439 | 427 | 417 | 409 | 404 | 401
| 48 | 828 | 827 | 825 | 822 | 817 | 811 | 804 | 795 | 785 | 774 | 762 | 749 | 734 | 719 | 704 | 688 | 671 | 653 | 636 | 618 | 600 | 582 | 564 | 546 | 528 | 511 | 494 | 478 | 463 | 448 | 434 | 422 | 412 | 404 | 399 | 395
| 49 | 826 | 825 | 823 | 820 | 815 | 809 | 802 | 793 | 783 | 772 | 760 | 746 | 732 | 717 | 701 | 685 | 668 | 650 | 632 | 614 | 596 | 578 | 560 | 542 | 524 | 507 | 490 | 474 | 458 | 443 | 430 | 417 | 407 | 399 | 393 | 390
| 50 | 824 | 823 | 821 | 818 | 813 | 807 | 800 | 791 | 781 | 770 | 757 | 744 | 729 | 714 | 698 | 682 | 665 | 647 | 629 | 611 | 593 | 574 | 556 | 538 | 520 | 503 | 486 | 469 | 454 | 439 | 425 | 413 | 402 | 394 | 388 | 384
| 51 | 822 | 821 | 819 | 816 | 811 | 805 | 797 | 789 | 778 | 767 | 755 | 741 | 727 | 711 | 695 | 679 | 661 | 644 | 626 | 607 | 589 | 570 | 552 | 534 | 516 | 498 | 481 | 465 | 449 | 434 | 420 | 408 | 397 | 389 | 383 | 379
| 52 | 820 | 819 | 817 | 814 | 809 | 803 | 795 | 786 | 776 | 765 | 752 | 738 | 724 | 708 | 692 | 675 | 658 | 640 | 622 | 604 | 585 | 566 | 548 | 530 | 512 | 494 | 477 | 460 | 445 | 430 | 416 | 403 | 392 | 384 | 378 | 374
| 53 | 817 | 817 | 814 | 811 | 806 | 800 | 792 | 783 | 773 | 762 | 749 | 735 | 721 | 705 | 689 | 672 | 655 | 637 | 618 | 600 | 581 | 563 | 544 | 526 | 507 | 490 | 473 | 456 | 440 | 425 | 411 | 398 | 388 | 379 | 373 | 369
| 54 | 815 | 814 | 812 | 808 | 804 | 797 | 790 | 781 | 770 | 759 | 746 | 732 | 718 | 702 | 686 | 669 | 651 | 633 | 615 | 596 | 577 | 559 | 540 | 521 | 503 | 485 | 468 | 452 | 436 | 420 | 406 | 394 | 383 | 374 | 368 | 364
| 55 | 812 | 811 | 809 | 806 | 801 | 794 | 787 | 778 | 767 | 756 | 743 | 729 | 714 | 699 | 682 | 665 | 647 | 629 | 611 | 592 | 573 | 554 | 536 | 517 | 499 | 481 | 464 | 447 | 431 | 416 | 402 | 389 | 378 | 369 | 363 | 359
| 56 | 809 | 808 | 806 | 803 | 798 | 791 | 784 | 775 | 764 | 752 | 740 | 726 | 711 | 695 | 679 | 661 | 644 | 625 | 607 | 588 | 569 | 550 | 531 | 513 | 494 | 477 | 459 | 443 | 427 | 411 | 397 | 384 | 373 | 364 | 358 | 354
| 57 | 806 | 805 | 803 | 799 | 795 | 788 | 780 | 771 | 761 | 749 | 736 | 722 | 707 | 691 | 675 | 658 | 640 | 622 | 603 | 584 | 565 | 546 | 527 | 508 | 490 | 472 | 455 | 438 | 422 | 407 | 393 | 380 | 369 | 360 | 353 | 349
| 58 | 802 | 802 | 800 | 796 | 791 | 785 | 777 | 768 | 757 | 746 | 733 | 719 | 703 | 688 | 671 | 654 | 636 | 617 | 599 | 580 | 561 | 542 | 523 | 504 | 485 | 467 | 450 | 434 | 417 | 402 | 388 | 375 | 364 | 355 | 348 | 344
| 59 | 799 | 798 | 796 | 792 | 787 | 781 | 773 | 764 | 754 | 742 | 729 | 715 | 700 | 684 | 667 | 650 | 632 | 613 | 595 | 576 | 556 | 537 | 518 | 499 | 481 | 463 | 446 | 429 | 413 | 398 | 383 | 371 | 359 | 350 | 344 | 340
| 60 | 795 | 794 | 792 | 789 | 784 | 777 | 770 | 760 | 750 | 738 | 725 | 711 | 696 | 680 | 663 | 646 | 628 | 609 | 590 | 571 | 552 | 533 | 514 | 495 | 476 | 458 | 441 | 424 | 408 | 393 | 379 | 366 | 355 | 346 | 339 | 335
| 61 | 791 | 790 | 788 | 785 | 780 | 773 | 766 | 756 | 746 | 734 | 721 | 707 | 692 | 676 | 659 | 641 | 623 | 605 | 586 | 567 | 548 | 528 | 509 | 490 | 472 | 454 | 436 | 420 | 404 | 388 | 374 | 362 | 350 | 341 | 335 | 331
| 62 | 787 | 786 | 784 | 781 | 776 | 769 | 762 | 752 | 742 | 730 | 717 | 702 | 687 | 671 | 654 | 637 | 619 | 600 | 581 | 562 | 543 | 524 | 505 | 486 | 467 | 449 | 432 | 415 | 399 | 384 | 370 | 357 | 346 | 337 | 330 | 326
| 63 | 783 | 782 | 780 | 776 | 771 | 765 | 757 | 748 | 738 | 726 | 712 | 698 | 683 | 667 | 650 | 632 | 614 | 596 | 577 | 558 | 538 | 519 | 500 | 481 | 463 | 444 | 427 | 410 | 394 | 379 | 365 | 352 | 341 | 332 | 326 | 322
| 64 | 778 | 777 | 776 | 772 | 767 | 761 | 753 | 744 | 733 | 721 | 708 | 694 | 678 | 662 | 645 | 628 | 610 | 591 | 572 | 553 | 534 | 514 | 495 | 476 | 458 | 440 | 423 | 406 | 390 | 375 | 360 | 348 | 337 | 328 | 321 | 317
| 65 | 774 | 773 | 771 | 767 | 762 | 756 | 748 | 739 | 728 | 716 | 703 | 689 | 674 | 658 | 641 | 623 | 605 | 586 | 567 | 548 | 529 | 510 | 490 | 472 | 453 | 435 | 418 | 401 | 385 | 370 | 356 | 344 | 332 | 324 | 317 | 313
| 66 | 769 | 768 | 766 | 762 | 758 | 751 | 743 | 734 | 724 | 712 | 698 | 684 | 669 | 653 | 636 | 618 | 600 | 582 | 563 | 543 | 524 | 505 | 486 | 467 | 448 | 430 | 413 | 396 | 380 | 365 | 351 | 339 | 328 | 319 | 313 | 309
| 67 | 764 | 763 | 761 | 758 | 753 | 746 | 739 | 729 | 719 | 707 | 694 | 679 | 664 | 648 | 631 | 613 | 595 | 577 | 558 | 539 | 519 | 500 | 481 | 462 | 444 | 425 | 408 | 392 | 376 | 361 | 347 | 334 | 324 | 315 | 308 | 304
| 68 | 759 | 758 | 756 | 752 | 748 | 741 | 734 | 724 | 714 | 702 | 689 | 674 | 659 | 643 | 626 | 608 | 590 | 572 | 553 | 534 | 514 | 495 | 476 | 457 | 438 | 421 | 403 | 387 | 371 | 356 | 342 | 330 | 319 | 310 | 304 | 300
| 69 | 753 | 753 | 751 | 747 | 742 | 736 | 728 | 719 | 708 | 697 | 684 | 669 | 654 | 638 | 621 | 603 | 585 | 567 | 548 | 529 | 509 | 490 | 471 | 452 | 434 | 416 | 399 | 382 | 366 | 351 | 338 | 326 | 315 | 306 | 300 | 296
| 70 | 748 | 747 | 745 | 742 | 737 | 730 | 723 | 714 | 703 | 691 | 678 | 664 | 649 | 633 | 616 | 598 | 580 | 562 | 543 | 523 | 504 | 485 | 466 | 447 | 429 | 411 | 394 | 377 | 362 | 347 | 333 | 321 | 311 | 302 | 296 | 292
| 71 | 742 | 742 | 739 | 736 | 731 | 725 | 717 | 708 | 698 | 686 | 673 | 658 | 643 | 627 | 610 | 593 | 575 | 556 | 537 | 518 | 499 | 480 | 461 | 442 | 424 | 406 | 389 | 372 | 357 | 342 | 329 | 317 | 306 | 298 | 291 | 287
| 72 | 736 | 736 | 734 | 730 | 725 | 719 | 711 | 702 | 692 | 680 | 667 | 653 | 637 | 621 | 605 | 588 | 569 | 551 | 532 | 513 | 494 | 475 | 456 | 437 | 419 | 401 | 384 | 368 | 352 | 338 | 324 | 312 | 302 | 293 | 287 | 283
| 73 | 730 | 730 | 728 | 724 | 720 | 713 | 706 | 697 | 686 | 674 | 661 | 647 | 632 | 616 | 599 | 582 | 564 | 546 | 527 | 508 | 489 | 470 | 451 | 432 | 414 | 396 | 379 | 363 | 348 | 333 | 320 | 308 | 297 | 289 | 283 | 279
| 74 | 724 | 723 | 721 | 718 | 713 | 707 | 700 | 691 | 680 | 668 | 656 | 642 | 627 | 611 | 594 | 576 | 558 | 540 | 521 | 502 | 483 | 464 | 445 | 427 | 409 | 391 | 375 | 358 | 343 | 329 | 315 | 303 | 293 | 285 | 278 | 275
| 75 | 718 | 717 | 715 | 712 | 707 | 701 | 693 | 685 | 674 | 662 | 649 | 635 | 621 | 605 | 588 | 571 | 553 | 534 | 516 | 497 | 478 | 459 | 440 | 422 | 404 | 386 | 370 | 354 | 338 | 324 | 311 | 299 | 289 | 281 | 275 | 271
| 76 | 712 | 711 | 709 | 706 | 701 | 695 | 687 | 678 | 668 | 656 | 643 | 629 | 614 | 599 | 582 | 565 | 547 | 529 | 510 | 492 | 473 | 454 | 435 | 417 | 399 | 381 | 365 | 349 | 334 | 320 | 306 | 295 | 284 | 276 | 270 | 267
| 77 | 705 | 704 | 702 | 699 | 694 | 688 | 681 | 672 | 662 | 650 | 637 | 623 | 608 | 593 | 576 | 559 | 541 | 523 | 505 | 486 | 467 | 448 | 430 | 412 | 394 | 376 | 360 | 344 | 329 | 315 | 302 | 290 | 280 | 272 | 266 | 263
| 78 | 698 | 697 | 695 | 692 | 687 | 682 | 674 | 666 | 655 | 644 | 631 | 617 | 602 | 587 | 570 | 553 | 535 | 518 | 499 | 481 | 462 | 443 | 425 | 407 | 389 | 371 | 355 | 340 | 324 | 310 | 297 | 286 | 276 | 268 | 262 | 259
| 79 | 691 | 690 | 688 | 685 | 681 | 675 | 667 | 659 | 648 | 637 | 625 | 611 | 596 | 581 | 564 | 547 | 530 | 511 | 493 | 475 | 456 | 438 | 419 | 401 | 384 | 366 | 350 | 334 | 319 | 306 | 293 | 282 | 272 | 264 | 258 | 255
| 80 | 684 | 683 | 681 | 678 | 674 | 668 | 660 | 652 | 642 | 631 | 618 | 604 | 589 | 574 | 558 | 541 | 524 | 506 | 487 | 469 | 451 | 432 | 414 | 396 | 378 | 362 | 345 | 330 | 315 | 301 | 289 | 277 | 268 | 260 | 254 | 250
| 81 | 677 | 676 | 674 | 671 | 667 | 661 | 654 | 645 | 635 | 624 | 611 | 598 | 583 | 568 | 552 | 536 | 518 | 500 | 482 | 463 | 445 | 427 | 409 | 391 | 373 | 357 | 340 | 325 | 310 | 297 | 284 | 273 | 264 | 256 | 250 | 246
| 82 | 669 | 669 | 667 | 664 | 659 | 654 | 646 | 638 | 628 | 617 | 605 | 591 | 577 | 561 | 545 | 528 | 511 | 494 | 476 | 458 | 439 | 421 | 403 | 386 | 368 | 351 | 335 | 320 | 306 | 292 | 280 | 269 | 259 | 252 | 246 | 243
| 83 | 662 | 661 | 659 | 656 | 652 | 646 | 639 | 631 | 621 | 610 | 598 | 584 | 570 | 555 | 539 | 522 | 505 | 487 | 470 | 452 | 434 | 416 | 398 | 380 | 363 | 346 | 330 | 315 | 301 | 288 | 276 | 264 | 255 | 248 | 242 | 239
| 84 | 654 | 653 | 652 | 649 | 644 | 639 | 632 | 624 | 614 | 603 | 591 | 577 | 563 | 548 | 533 | 516 | 499 | 482 | 464 | 446 | 428 | 410 | 392 | 375 | 358 | 341 | 326 | 311 | 296 | 283 | 271 | 260 | 251 | 243 | 238 | 235
| 85 | 646 | 645 | 644 | 641 | 637 | 631 | 624 | 616 | 606 | 596 | 584 | 571 | 556 | 541 | 526 | 510 | 493 | 476 | 458 | 440 | 422 | 405 | 387 | 369 | 353 | 336 | 321 | 306 | 292 | 279 | 267 | 256 | 247 | 240 | 234 | 231
| 86 | 638 | 638 | 636 | 633 | 629 | 623 | 617 | 609 | 599 | 588 | 577 | 564 | 550 | 535 | 519 | 503 | 487 | 470 | 452 | 434 | 416 | 399 | 381 | 364 | 348 | 331 | 316 | 301 | 287 | 274 | 262 | 252 | 243 | 236 | 230 | 227
| 87 | 630 | 629 | 628 | 625 | 621 | 615 | 609 | 601 | 592 | 581 | 569 | 556 | 543 | 528 | 513 | 496 | 480 | 464 | 446 | 428 | 411 | 393 | 376 | 359 | 342 | 326 | 311 | 296 | 283 | 270 | 258 | 248 | 239 | 232 | 226 | 223
| 88 | 622 | 621 | 619 | 617 | 613 | 607 | 601 | 593 | 584 | 573 | 562 | 549 | 535 | 521 | 506 | 490 | 473 | 456 | 439 | 422 | 405 | 388 | 370 | 353 | 337 | 321 | 306 | 291 | 278 | 265 | 254 | 244 | 235 | 228 | 222 | 219
| 89 | 614 | 613 | 611 | 609 | 605 | 600 | 593 | 585 | 576 | 566 | 554 | 542 | 528 | 514 | 499 | 483 | 467 | 450 | 433 | 416 | 399 | 382 | 365 | 348 | 332 | 316 | 301 | 287 | 274 | 261 | 250 | 240 | 231 | 224 | 219 | 215
| 90 | 605 | 604 | 602 | 600 | 596 | 591 | 585 | 577 | 568 | 558 | 547 | 534 | 521 | 507 | 492 | 476 | 461 | 444 | 427 | 410 | 393 | 376 | 359 | 343 | 327 | 311 | 297 | 282 | 269 | 257 | 246 | 235 | 227 | 220 | 215 | 212

## Zone-15 (hidden)
Inclination (variation from horizontal) | Orientation (variation from south)
| Slope | 0 | 5 | 10 | 15 | 20 | 25 | 30 | 35 | 40 | 45 | 50 | 55 | 60 | 65 | 70 | 75 | 80 | 85 | 90 | 95 | 100 | 105 | 110 | 115 | 120 | 125 | 130 | 135 | 140 | 145 | 150 | 155 | 160 | 165 | 170 | 175
| 0 | 758.27 | 758.27 | 758.27 | 758.27 | 758.27 | 758.27 | 758.27 | 758.27 | 758.27 | 758.27 | 758.27 | 758.27 | 758.27 | 758.27 | 758.27 | 758.27 | 758.27 | 758.27 | 758.27 | 758.27 | 758.27 | 758.27 | 758.27 | 758.27 | 758.27 | 758.27 | 758.27 | 758.27 | 758.27 | 758.27 | 758.27 | 758.27 | 758.27 | 758.27 | 758.27 | 758.27
| 1 | 765.5 | 765.47 | 765.38 | 765.23 | 765.02 | 764.75 | 764.43 | 764.05 | 763.62 | 763.15 | 762.63 | 762.08 | 761.48 | 760.86 | 760.21 | 759.54 | 758.85 | 758.16 | 757.45 | 756.75 | 756.06 | 755.37 | 754.7 | 754.05 | 753.42 | 752.83 | 752.27 | 751.75 | 751.27 | 750.84 | 750.46 | 750.14 | 749.87 | 749.65 | 749.5 | 749.41
| 2 | 773.38 | 773.32 | 773.14 | 772.84 | 772.43 | 771.9 | 771.25 | 770.5 | 769.65 | 768.71 | 767.67 | 766.56 | 765.38 | 764.14 | 762.85 | 761.51 | 760.13 | 758.74 | 757.34 | 755.93 | 754.54 | 753.16 | 751.81 | 750.52 | 749.27 | 748.08 | 746.96 | 745.91 | 744.95 | 744.09 | 743.33 | 742.68 | 742.13 | 741.71 | 741.41 | 741.23
| 3 | 781.15 | 781.06 | 780.78 | 780.33 | 779.7 | 778.9 | 777.94 | 776.82 | 775.55 | 774.14 | 772.59 | 770.93 | 769.17 | 767.31 | 765.37 | 763.37 | 761.32 | 759.24 | 757.13 | 755.03 | 752.94 | 750.88 | 748.86 | 746.91 | 745.03 | 743.24 | 741.56 | 740 | 738.57 | 737.27 | 736.13 | 735.15 | 734.34 | 733.69 | 733.23 | 732.95
| 4 | 788.77 | 788.64 | 788.28 | 787.68 | 786.86 | 785.81 | 784.54 | 783.04 | 781.36 | 779.49 | 777.44 | 775.23 | 772.9 | 770.42 | 767.84 | 765.2 | 762.48 | 759.69 | 756.88 | 754.1 | 751.3 | 748.56 | 745.88 | 743.3 | 740.78 | 738.38 | 736.12 | 734.02 | 732.11 | 730.39 | 728.86 | 727.56 | 726.46 | 725.61 | 725 | 724.62
| 5 | 796.23 | 796.08 | 795.66 | 794.91 | 793.87 | 792.56 | 790.97 | 789.11 | 787.01 | 784.7 | 782.2 | 779.5 | 776.55 | 773.47 | 770.27 | 766.97 | 763.51 | 760.08 | 756.59 | 753.09 | 749.63 | 746.19 | 742.84 | 739.58 | 736.45 | 733.5 | 730.69 | 728.08 | 725.69 | 723.51 | 721.62 | 719.97 | 718.56 | 717.5 | 716.71 | 716.25
| 6 | 803.57 | 803.39 | 802.85 | 801.97 | 800.74 | 799.2 | 797.4 | 795.2 | 792.69 | 789.91 | 786.93 | 783.65 | 780.15 | 776.5 | 772.69 | 768.74 | 764.67 | 760.6 | 756.38 | 752.17 | 747.99 | 743.91 | 739.92 | 736.04 | 732.27 | 728.62 | 725.26 | 722.1 | 719.22 | 716.6 | 714.32 | 712.35 | 710.68 | 709.4 | 708.48 | 707.93
| 7 | 810.76 | 810.54 | 809.95 | 808.95 | 807.59 | 805.76 | 803.57 | 801 | 798.14 | 794.96 | 791.49 | 787.75 | 783.71 | 779.46 | 775.04 | 770.37 | 765.7 | 760.83 | 756.03 | 751.18 | 746.32 | 741.51 | 736.78 | 732.25 | 727.87 | 723.66 | 719.77 | 716.1 | 712.71 | 709.7 | 707.02 | 704.71 | 702.78 | 701.31 | 700.26 | 699.61
| 8 | 817.76 | 817.56 | 816.89 | 815.77 | 814.15 | 812.11 | 809.65 | 806.81 | 803.55 | 799.92 | 795.91 | 791.59 | 787.1 | 782.24 | 777.16 | 772 | 766.65 | 761.18 | 755.73 | 750.11 | 744.59 | 739.18 | 733.78 | 728.56 | 723.49 | 718.73 | 714.26 | 710.06 | 706.23 | 702.76 | 699.7 | 697.13 | 694.99 | 693.28 | 692.05 | 691.28
| 9 | 824.67 | 824.41 | 823.69 | 822.37 | 820.58 | 818.39 | 815.62 | 812.39 | 808.73 | 804.71 | 800.28 | 795.57 | 790.45 | 785.07 | 779.42 | 773.62 | 767.55 | 761.45 | 755.17 | 749.01 | 742.79 | 736.62 | 730.6 | 724.7 | 719.15 | 713.71 | 708.75 | 704.03 | 699.68 | 695.87 | 692.46 | 689.52 | 687.15 | 685.31 | 683.92 | 683.1
| 10 | 831.41 | 831.15 | 830.29 | 828.87 | 826.9 | 824.42 | 821.39 | 817.86 | 813.92 | 809.44 | 804.54 | 799.26 | 793.59 | 787.63 | 781.47 | 774.96 | 768.39 | 761.65 | 754.81 | 747.89 | 740.97 | 734.26 | 727.55 | 720.98 | 714.75 | 708.74 | 703.15 | 698.04 | 693.23 | 688.98 | 685.23 | 682.04 | 679.37 | 677.39 | 675.92 | 675.08
| 11 | 838.01 | 837.67 | 836.71 | 835.18 | 833.06 | 830.32 | 827.02 | 823.23 | 818.83 | 814 | 808.62 | 802.92 | 796.83 | 790.39 | 783.56 | 776.48 | 769.31 | 761.78 | 754.24 | 746.69 | 739.19 | 731.67 | 724.34 | 717.25 | 710.36 | 703.84 | 697.68 | 692.02 | 686.78 | 682.11 | 678.07 | 674.54 | 671.82 | 669.77 | 668.13 | 667.15
| 12 | 844.34 | 844.01 | 843.02 | 841.33 | 839.03 | 836.11 | 832.57 | 828.42 | 823.71 | 818.48 | 812.74 | 806.5 | 799.75 | 792.75 | 785.39 | 777.84 | 769.91 | 761.92 | 753.81 | 745.56 | 737.42 | 729.35 | 721.38 | 713.5 | 706.02 | 698.93 | 692.12 | 685.97 | 680.39 | 675.34 | 670.95 | 667.36 | 664.36 | 661.89 | 660.19 | 659.22
| 13 | 850.55 | 850.21 | 849.08 | 847.32 | 844.82 | 841.67 | 837.92 | 833.42 | 828.4 | 822.76 | 816.56 | 809.9 | 802.88 | 795.29 | 787.37 | 779.23 | 770.75 | 762.17 | 753.16 | 744.35 | 735.58 | 726.73 | 718.1 | 709.79 | 701.68 | 694.03 | 686.82 | 680.06 | 674.04 | 668.61 | 664 | 660.1 | 656.71 | 654.25 | 652.53 | 651.54
| 14 | 856.58 | 856.2 | 855.03 | 853.12 | 850.47 | 847.15 | 843.08 | 838.29 | 833.02 | 826.95 | 820.41 | 813.25 | 805.62 | 797.52 | 789.11 | 780.34 | 771.36 | 762.03 | 752.68 | 743.28 | 733.79 | 724.41 | 715.19 | 706.02 | 697.4 | 689.1 | 681.38 | 674.13 | 667.69 | 662.02 | 657.03 | 652.81 | 649.41 | 646.73 | 644.8 | 643.59
| 15 | 862.42 | 862.04 | 860.82 | 858.79 | 855.94 | 852.44 | 848.09 | 843.13 | 837.39 | 830.95 | 824.13 | 816.42 | 808.4 | 799.93 | 790.96 | 781.64 | 772.07 | 762.21 | 752.12 | 741.96 | 731.95 | 721.8 | 711.91 | 702.41 | 693.06 | 684.23 | 675.88 | 668.26 | 661.4 | 655.42 | 650.14 | 645.64 | 642.01 | 639.07 | 637.01 | 635.78
| 16 | 868.03 | 867.63 | 866.34 | 864.25 | 861.28 | 857.55 | 852.94 | 847.71 | 841.63 | 834.97 | 827.57 | 819.6 | 811.06 | 801.95 | 792.48 | 782.61 | 772.46 | 762.11 | 751.45 | 740.91 | 730.1 | 719.51 | 709.07 | 698.65 | 688.93 | 679.43 | 670.62 | 662.47 | 655.15 | 648.79 | 643.13 | 638.53 | 634.49 | 631.64 | 629.5 | 628.1
| 17 | 873.6 | 873.09 | 871.77 | 869.47 | 866.42 | 862.47 | 857.7 | 852.21 | 845.81 | 838.74 | 830.9 | 822.68 | 813.54 | 804.07 | 794.22 | 783.81 | 773.1 | 762.16 | 751 | 739.51 | 728.27 | 716.99 | 705.8 | 695.08 | 684.56 | 674.49 | 665.27 | 656.62 | 648.99 | 642.06 | 636.35 | 631.29 | 627.24 | 624.01 | 621.54 | 620.13
| 18 | 878.85 | 878.33 | 877 | 874.61 | 871.4 | 867.25 | 862.29 | 856.38 | 849.75 | 842.41 | 834.21 | 825.43 | 815.95 | 806.08 | 795.54 | 784.64 | 773.39 | 761.86 | 750.21 | 738.4 | 726.5 | 714.62 | 703.08 | 691.36 | 680.45 | 669.97 | 659.99 | 651.01 | 642.82 | 635.63 | 629.48 | 624.2 | 619.83 | 616.2 | 613.69 | 612.05
| 19 | 883.9 | 883.4 | 881.97 | 879.55 | 876.16 | 871.81 | 866.64 | 860.55 | 853.65 | 845.75 | 837.33 | 828.1 | 818.36 | 807.86 | 796.97 | 785.72 | 773.91 | 761.88 | 749.67 | 736.95 | 724.59 | 712.29 | 699.84 | 687.85 | 676.36 | 665.1 | 654.81 | 645.21 | 636.67 | 629.23 | 622.55 | 617.21 | 612.3 | 608.44 | 605.83 | 604.17
| 20 | 888.82 | 888.39 | 886.78 | 884.28 | 880.73 | 876.29 | 870.81 | 864.56 | 857.19 | 849.15 | 840.4 | 830.75 | 820.5 | 809.6 | 798.28 | 786.34 | 774.06 | 761.48 | 748.77 | 735.79 | 722.86 | 709.82 | 697.16 | 684.51 | 672.23 | 660.56 | 649.57 | 639.48 | 630.66 | 622.59 | 615.71 | 609.84 | 604.75 | 600.87 | 598.04 | 596.32
| 21 | 893.48 | 893.04 | 891.38 | 888.76 | 885.1 | 880.45 | 874.79 | 868.23 | 860.69 | 852.46 | 843.07 | 833.21 | 822.47 | 811.36 | 799.39 | 787.11 | 774.49 | 761.36 | 748.15 | 734.62 | 720.88 | 707.43 | 693.89 | 680.81 | 668.1 | 655.94 | 644.4 | 633.92 | 624.54 | 616.16 | 609.11 | 602.7 | 597.29 | 593.26 | 590.47 | 589.18
| 22 | 897.95 | 897.49 | 895.9 | 893.16 | 889.42 | 884.48 | 878.76 | 871.86 | 864.18 | 855.34 | 845.82 | 835.56 | 824.49 | 812.83 | 800.44 | 787.77 | 774.45 | 760.85 | 747.07 | 733.24 | 719.16 | 705 | 691.21 | 677.47 | 664.04 | 651.24 | 639.31 | 628.37 | 618.45 | 609.68 | 602.25 | 595.55 | 589.96 | 585.83 | 583.11 | 581.23
| 23 | 902.4 | 901.78 | 900.09 | 897.25 | 893.38 | 888.28 | 882.34 | 875.23 | 867.24 | 858.2 | 848.41 | 837.7 | 826.29 | 814.23 | 801.57 | 788.32 | 774.57 | 760.7 | 746.47 | 731.9 | 717.07 | 702.63 | 688.07 | 673.88 | 660.2 | 647.01 | 634.2 | 622.97 | 612.47 | 603.3 | 595.36 | 588.41 | 582.67 | 578.64 | 575.38 | 573.39
| 24 | 906.47 | 905.86 | 904.11 | 901.3 | 897.21 | 892.11 | 885.8 | 878.62 | 870.22 | 861.06 | 850.82 | 839.71 | 827.99 | 815.57 | 802.39 | 788.61 | 774.7 | 760.08 | 745.23 | 730.21 | 715.3 | 700.4 | 685.28 | 670.53 | 656.19 | 642.24 | 629.37 | 617.21 | 606.51 | 596.89 | 588.54 | 581.3 | 575.44 | 571.1 | 567.76 | 565.68
| 25 | 910.34 | 909.75 | 907.98 | 905.03 | 900.8 | 895.56 | 889.08 | 881.6 | 873.1 | 863.47 | 852.95 | 841.65 | 829.44 | 816.76 | 803.13 | 789.21 | 774.52 | 759.52 | 744.48 | 729.12 | 713.33 | 697.74 | 682.39 | 666.99 | 652.31 | 638.05 | 624.45 | 611.86 | 600.62 | 590.54 | 581.83 | 574.32 | 568.43 | 563.65 | 560.11 | 558.48
| 26 | 914.01 | 913.45 | 911.59 | 908.53 | 904.24 | 898.87 | 892.27 | 884.47 | 875.81 | 865.79 | 855.17 | 843.42 | 830.98 | 817.66 | 803.83 | 789.26 | 774.28 | 759.01 | 743.29 | 727.33 | 711.5 | 695.43 | 679.51 | 663.74 | 648.49 | 633.69 | 619.53 | 606.57 | 594.64 | 584.32 | 575.18 | 567.47 | 561.3 | 556.19 | 552.78 | 550.96
| 27 | 917.58 | 916.94 | 915.04 | 911.92 | 907.53 | 901.89 | 895.11 | 887.16 | 878.25 | 868.18 | 856.93 | 844.91 | 832.14 | 818.55 | 804.38 | 789.39 | 774.15 | 758.24 | 742.11 | 725.93 | 709.43 | 692.76 | 676.5 | 660.21 | 644.52 | 629.24 | 614.78 | 600.97 | 588.97 | 578.04 | 568.57 | 560.48 | 554.01 | 548.84 | 545.53 | 543.02
| 28 | 920.84 | 920.18 | 918.29 | 915.03 | 910.52 | 904.8 | 897.9 | 889.74 | 880.43 | 870.23 | 858.63 | 846.49 | 833.27 | 819.36 | 804.64 | 789.45 | 773.76 | 757.41 | 740.97 | 724.12 | 707.22 | 690.45 | 673.65 | 657.03 | 640.78 | 625.02 | 609.98 | 595.83 | 583.19 | 571.81 | 562.03 | 553.62 | 546.99 | 541.63 | 537.9 | 535.19
| 29 | 923.96 | 923.28 | 921.27 | 917.99 | 913.38 | 907.56 | 900.43 | 892.02 | 882.52 | 872.05 | 860.42 | 847.7 | 834.12 | 819.88 | 804.93 | 789.38 | 773.09 | 756.67 | 739.75 | 722.57 | 705.2 | 687.8 | 670.59 | 653.53 | 636.87 | 620.72 | 605.33 | 590.7 | 577.32 | 565.73 | 555.54 | 546.86 | 539.86 | 534.43 | 530.33 | 527.43
| 30 | 926.8 | 926.1 | 924.08 | 920.75 | 916.06 | 910.06 | 902.79 | 894.21 | 884.52 | 873.61 | 861.83 | 848.68 | 835.08 | 820.38 | 805.2 | 789.09 | 772.64 | 755.67 | 738.43 | 720.79 | 703.09 | 685.48 | 667.87 | 650.34 | 633.09 | 616.67 | 600.57 | 585.58 | 571.75 | 559.62 | 549 | 540.04 | 532.75 | 527.28 | 522.82 | 519.86
| 31 | 929.5 | 928.77 | 926.68 | 923.26 | 918.44 | 912.3 | 904.9 | 896.21 | 886.27 | 875.2 | 863.03 | 849.84 | 835.66 | 820.95 | 805.05 | 788.82 | 771.97 | 754.53 | 736.88 | 718.95 | 700.9 | 682.68 | 664.66 | 646.88 | 629.61 | 612.36 | 595.96 | 580.5 | 566.19 | 553.49 | 542.62 | 533.28 | 525.77 | 520.1 | 515.56 | 512.53
| 32 | 931.92 | 931.19 | 929.09 | 925.61 | 920.69 | 914.47 | 906.85 | 897.99 | 887.8 | 876.48 | 864.07 | 850.67 | 836.12 | 820.96 | 804.88 | 788.37 | 771.01 | 753.5 | 735.32 | 717.18 | 698.62 | 680.05 | 661.83 | 643.5 | 625.54 | 608.34 | 591.55 | 575.54 | 560.73 | 547.58 | 536.3 | 526.56 | 518.9 | 512.89 | 508.4 | 505.43
| 33 | 934.12 | 933.42 | 931.25 | 927.68 | 922.66 | 916.31 | 908.6 | 899.54 | 889.17 | 877.71 | 865.03 | 851.25 | 836.58 | 820.95 | 804.85 | 787.69 | 770.16 | 752.26 | 733.98 | 715.03 | 696.24 | 677.49 | 658.56 | 640.07 | 622.11 | 604.29 | 587.18 | 570.76 | 555.12 | 541.83 | 530.15 | 520.22 | 512.03 | 505.83 | 501.27 | 498.48
| 34 | 936.15 | 935.39 | 933.2 | 929.59 | 924.51 | 918.03 | 910.13 | 900.91 | 890.4 | 878.66 | 865.64 | 851.68 | 836.88 | 821.06 | 804.26 | 786.96 | 769.28 | 750.72 | 732.1 | 713.1 | 693.96 | 674.77 | 655.71 | 636.8 | 618.13 | 600.05 | 582.58 | 565.8 | 549.97 | 535.96 | 523.88 | 513.64 | 505.26 | 498.7 | 494.34 | 491.52
| 35 | 937.93 | 937.18 | 934.97 | 931.25 | 926.14 | 919.52 | 911.52 | 902.09 | 891.43 | 879.45 | 866.27 | 852.04 | 836.76 | 820.82 | 803.67 | 786.27 | 768.02 | 749.46 | 730.3 | 711.07 | 691.45 | 672 | 652.69 | 633.17 | 614.52 | 596.04 | 578.25 | 561.02 | 544.81 | 530.25 | 517.83 | 507.15 | 498.47 | 491.73 | 487.34 | 484.63
| 36 | 939.55 | 938.75 | 936.48 | 932.69 | 927.51 | 920.78 | 912.61 | 903.07 | 892.16 | 880.06 | 866.63 | 852.17 | 836.71 | 820.36 | 803.26 | 785.23 | 766.72 | 747.81 | 728.53 | 708.84 | 689.06 | 669.16 | 649.28 | 629.9 | 610.64 | 591.99 | 573.78 | 556.32 | 539.58 | 524.56 | 511.56 | 500.86 | 491.87 | 484.81 | 480.37 | 477.85
| 37 | 940.89 | 940.11 | 937.8 | 934 | 928.65 | 921.86 | 913.59 | 903.9 | 892.83 | 880.46 | 866.87 | 852.18 | 836.36 | 819.75 | 802.37 | 784.03 | 765.41 | 746.12 | 726.51 | 706.57 | 686.36 | 666.22 | 646.45 | 626.39 | 606.85 | 587.77 | 569.47 | 551.62 | 534.45 | 519.14 | 505.54 | 494.53 | 485.25 | 477.84 | 473.34 | 470.92
| 38 | 942.01 | 941.23 | 938.91 | 935.05 | 929.67 | 922.69 | 914.34 | 904.49 | 893.27 | 880.68 | 866.93 | 851.97 | 835.99 | 819.1 | 801.34 | 783.07 | 763.85 | 744.46 | 724.35 | 704.26 | 683.76 | 663.36 | 642.95 | 622.81 | 603.11 | 583.84 | 565.12 | 547.06 | 529.7 | 513.64 | 499.63 | 488.31 | 478.8 | 471.02 | 466.32 | 463.88
| 39 | 942.91 | 942.12 | 939.79 | 935.85 | 930.39 | 923.37 | 914.83 | 904.92 | 893.46 | 880.71 | 866.75 | 851.6 | 835.35 | 818.24 | 800.28 | 781.62 | 762.39 | 742.41 | 722.22 | 701.69 | 681.16 | 660.27 | 639.67 | 619.46 | 599.28 | 579.63 | 560.7 | 542.62 | 524.84 | 508.32 | 493.88 | 482.2 | 472.15 | 464.67 | 459.29 | 456.7
| 40 | 943.6 | 942.81 | 940.44 | 936.48 | 930.93 | 923.81 | 915.11 | 905.07 | 893.53 | 880.61 | 866.39 | 851.03 | 834.63 | 817.19 | 799.01 | 779.97 | 760.55 | 740.35 | 720.06 | 699.09 | 678.19 | 657.31 | 636.34 | 615.75 | 595.4 | 575.71 | 556.41 | 537.75 | 520.19 | 503.28 | 488.15 | 476.09 | 465.8 | 458.16 | 452.32 | 449.57
| 41 | 944.11 | 943.27 | 940.86 | 936.84 | 931.26 | 924.05 | 915.3 | 905.01 | 893.37 | 880.31 | 865.91 | 850.28 | 833.71 | 816.14 | 797.65 | 778.48 | 758.58 | 738.4 | 717.5 | 696.54 | 675.27 | 654.08 | 633.03 | 612.18 | 591.69 | 571.51 | 552.18 | 533.38 | 515.19 | 498.06 | 482.87 | 470.14 | 459.82 | 451.74 | 445.35 | 442.45
| 42 | 944.36 | 943.53 | 941.06 | 937 | 931.36 | 924.08 | 915.22 | 904.84 | 892.97 | 879.78 | 865.2 | 849.48 | 832.58 | 814.78 | 796.1 | 776.67 | 756.52 | 736 | 715.06 | 693.8 | 672.44 | 650.91 | 629.55 | 608.31 | 587.57 | 567.39 | 547.66 | 528.7 | 510.47 | 492.94 | 477.47 | 464.15 | 453.73 | 445.31 | 439.43 | 435.47
| 43 | 944.39 | 943.56 | 941.09 | 936.93 | 931.22 | 923.87 | 914.95 | 904.47 | 892.47 | 879.02 | 864.34 | 848.34 | 831.31 | 813.27 | 794.4 | 774.76 | 754.47 | 733.58 | 712.51 | 690.97 | 669.34 | 647.7 | 625.95 | 604.81 | 583.77 | 563.33 | 543.51 | 524.28 | 505.8 | 488.15 | 472.15 | 458.34 | 447.77 | 438.99 | 433.08 | 429.1
| 44 | 944.22 | 943.36 | 940.86 | 936.69 | 930.88 | 923.45 | 914.43 | 903.86 | 891.75 | 878.16 | 863.22 | 847.13 | 829.89 | 811.69 | 792.58 | 772.76 | 752.27 | 731.27 | 709.76 | 688.06 | 666.08 | 644.23 | 622.47 | 600.87 | 579.64 | 558.99 | 539.1 | 519.73 | 501.1 | 483.42 | 466.91 | 452.64 | 441.78 | 433.09 | 426.78 | 423.02
| 45 | 943.8 | 942.95 | 940.43 | 936.21 | 930.36 | 922.85 | 913.7 | 903.03 | 890.81 | 877.1 | 861.95 | 845.7 | 828.31 | 809.91 | 790.64 | 770.53 | 749.82 | 728.62 | 706.91 | 685.04 | 662.89 | 640.73 | 618.77 | 597.13 | 575.75 | 554.91 | 534.77 | 515.23 | 496.5 | 478.66 | 461.92 | 447.54 | 435.92 | 427.13 | 420.42 | 416.77
| 46 | 943.14 | 942.3 | 939.75 | 935.52 | 929.62 | 922.03 | 912.81 | 901.98 | 889.66 | 875.82 | 860.58 | 844.08 | 826.52 | 807.9 | 788.43 | 768.19 | 747.33 | 725.85 | 704.08 | 681.85 | 659.66 | 637.33 | 615.11 | 593.19 | 571.62 | 550.68 | 530.32 | 510.72 | 491.75 | 473.86 | 456.96 | 442.25 | 430.08 | 421.17 | 414.59 | 410.5
| 47 | 942.28 | 941.43 | 938.86 | 934.59 | 928.64 | 920.99 | 911.69 | 900.78 | 888.3 | 874.34 | 858.99 | 842.37 | 824.56 | 805.83 | 786.16 | 765.74 | 744.66 | 723.06 | 700.99 | 678.74 | 656.18 | 633.75 | 611.4 | 589.2 | 567.58 | 546.4 | 525.88 | 506.15 | 487.21 | 468.98 | 452.11 | 437.07 | 424.48 | 415.3 | 408.73 | 404.53
| 48 | 941.2 | 940.34 | 937.75 | 933.44 | 927.44 | 919.73 | 910.36 | 899.36 | 886.79 | 872.66 | 857.19 | 840.42 | 822.51 | 803.55 | 783.76 | 763.16 | 741.89 | 720.05 | 697.81 | 675.34 | 652.69 | 630.01 | 607.49 | 585.28 | 563.37 | 542.18 | 521.53 | 501.66 | 482.48 | 464.22 | 447.3 | 432.19 | 419.37 | 409.57 | 402.92 | 398.77
| 49 | 939.86 | 939.01 | 936.4 | 932.07 | 926.03 | 918.26 | 908.82 | 897.73 | 885.04 | 870.83 | 855.18 | 838.3 | 820.23 | 801.17 | 781.15 | 760.41 | 739 | 717.01 | 694.61 | 671.9 | 649.12 | 626.29 | 603.57 | 581.17 | 559.26 | 537.82 | 517.03 | 497.04 | 477.84 | 459.55 | 442.51 | 427.14 | 414.27 | 403.94 | 397.12 | 392.99
| 50 | 938.33 | 937.46 | 934.83 | 930.48 | 924.39 | 916.57 | 907.06 | 895.89 | 883.11 | 868.79 | 853.04 | 835.99 | 817.8 | 798.58 | 778.47 | 757.51 | 735.92 | 713.78 | 691.26 | 668.45 | 645.44 | 622.51 | 599.66 | 577.09 | 554.99 | 533.5 | 512.62 | 492.51 | 473.26 | 454.85 | 437.74 | 422.29 | 409.17 | 398.81 | 391.45 | 387.25
| 51 | 936.57 | 935.71 | 933.07 | 928.69 | 922.57 | 914.68 | 905.1 | 893.85 | 880.99 | 866.57 | 850.69 | 833.54 | 815.19 | 795.84 | 775.56 | 754.48 | 732.74 | 710.48 | 687.77 | 664.82 | 641.7 | 618.56 | 595.62 | 572.95 | 550.75 | 529.06 | 508.15 | 487.95 | 468.55 | 450.15 | 432.98 | 417.53 | 404.26 | 393.77 | 386 | 381.67
| 52 | 934.56 | 933.69 | 931.05 | 926.64 | 920.49 | 912.57 | 902.95 | 891.61 | 878.66 | 864.15 | 848.18 | 830.89 | 812.45 | 792.94 | 772.53 | 751.32 | 729.44 | 707.02 | 684.21 | 661.08 | 637.86 | 614.59 | 591.48 | 568.74 | 546.41 | 524.66 | 503.63 | 483.38 | 463.93 | 445.44 | 428.23 | 412.74 | 399.44 | 388.78 | 381.06 | 376.27
| 53 | 932.33 | 931.44 | 928.82 | 924.4 | 918.23 | 910.25 | 900.56 | 889.18 | 876.16 | 861.54 | 845.46 | 828.08 | 809.52 | 789.91 | 769.34 | 748.01 | 726.03 | 703.47 | 680.51 | 657.28 | 633.88 | 610.54 | 587.32 | 564.43 | 542.01 | 520.2 | 499.1 | 478.75 | 459.27 | 440.74 | 423.53 | 407.99 | 394.59 | 383.9 | 376.1 | 371.39
| 54 | 929.92 | 929.03 | 926.34 | 921.95 | 915.75 | 907.73 | 898 | 886.54 | 873.43 | 858.76 | 842.58 | 825.08 | 806.41 | 786.7 | 766.02 | 744.56 | 722.45 | 699.8 | 676.73 | 653.36 | 629.82 | 606.37 | 583.08 | 560.09 | 537.59 | 515.68 | 494.52 | 474.14 | 454.59 | 436.06 | 418.8 | 403.24 | 389.82 | 379.08 | 371.18 | 366.49
| 55 | 927.28 | 926.39 | 923.69 | 919.27 | 913.06 | 905.01 | 895.2 | 883.7 | 870.53 | 855.75 | 839.53 | 821.94 | 803.15 | 783.32 | 762.59 | 741.01 | 718.76 | 695.98 | 672.79 | 649.35 | 625.73 | 602.16 | 578.79 | 555.7 | 533.11 | 511.17 | 489.91 | 469.52 | 449.94 | 431.38 | 414.12 | 398.55 | 385.08 | 374.22 | 366.39 | 361.56
| 56 | 924.43 | 923.53 | 920.82 | 916.33 | 910.16 | 902.05 | 892.23 | 880.65 | 867.42 | 852.57 | 836.23 | 818.61 | 799.71 | 779.79 | 758.93 | 737.28 | 714.94 | 692.08 | 668.8 | 645.22 | 621.55 | 597.89 | 574.42 | 551.27 | 528.64 | 506.62 | 485.33 | 464.8 | 445.26 | 426.68 | 409.43 | 393.88 | 380.35 | 369.5 | 361.51 | 356.83
| 57 | 921.36 | 920.46 | 917.74 | 913.23 | 907.05 | 898.89 | 889.04 | 877.44 | 864.16 | 849.25 | 832.84 | 815.05 | 796.16 | 776.13 | 755.13 | 733.42 | 711.05 | 688.06 | 664.67 | 641.03 | 617.28 | 593.55 | 569.94 | 546.74 | 524.08 | 501.98 | 480.7 | 460.2 | 440.53 | 422.01 | 404.77 | 389.2 | 375.76 | 364.82 | 356.71 | 351.9
| 58 | 918.07 | 917.17 | 914.45 | 909.93 | 903.74 | 895.45 | 885.57 | 873.97 | 860.64 | 845.72 | 829.24 | 811.42 | 792.37 | 772.31 | 751.27 | 729.41 | 706.93 | 683.93 | 660.42 | 636.7 | 612.9 | 589.15 | 565.46 | 542.14 | 519.42 | 497.3 | 475.99 | 455.46 | 435.9 | 417.26 | 400.02 | 384.48 | 371.07 | 360.2 | 352.15 | 347.24
| 59 | 914.56 | 913.66 | 910.84 | 906.24 | 899.84 | 891.81 | 881.91 | 870.25 | 856.88 | 841.96 | 825.46 | 807.59 | 788.45 | 768.26 | 747.24 | 725.36 | 702.74 | 679.58 | 656.11 | 632.31 | 608.37 | 584.53 | 560.84 | 537.6 | 514.73 | 492.65 | 471.29 | 450.78 | 431.16 | 412.59 | 395.43 | 379.87 | 366.51 | 355.58 | 347.57 | 342.62
| 60 | 910.84 | 909.84 | 907.04 | 902.48 | 896.1 | 888.06 | 878.14 | 866.45 | 853.05 | 837.99 | 821.44 | 803.56 | 784.39 | 764.18 | 742.98 | 721.15 | 698.47 | 675.24 | 651.61 | 627.79 | 603.82 | 579.87 | 556.18 | 532.93 | 510.15 | 487.96 | 466.56 | 445.98 | 426.51 | 407.95 | 390.78 | 375.32 | 361.91 | 351.11 | 343.01 | 338.11
| 61 | 906.8 | 905.86 | 903.06 | 898.5 | 892.15 | 884.1 | 874.17 | 862.47 | 849.04 | 833.94 | 817.31 | 799.34 | 780.19 | 759.92 | 738.62 | 716.64 | 694 | 670.8 | 647.11 | 623.19 | 599.26 | 575.31 | 551.53 | 528.14 | 505.35 | 483.13 | 461.7 | 441.28 | 421.68 | 403.12 | 386.09 | 370.7 | 357.47 | 346.5 | 338.43 | 333.62
| 62 | 902.45 | 901.66 | 898.9 | 894.34 | 887.99 | 879.94 | 870 | 858.29 | 844.85 | 829.73 | 813.03 | 794.95 | 775.7 | 755.48 | 734.24 | 712.12 | 689.47 | 666.18 | 642.48 | 618.55 | 594.57 | 570.51 | 546.9 | 523.38 | 500.48 | 478.29 | 457 | 436.51 | 417.06 | 398.55 | 381.5 | 366.1 | 352.87 | 342.05 | 334.05 | 329.13
| 63 | 898.08 | 897.23 | 894.53 | 889.96 | 883.63 | 875.54 | 865.65 | 853.93 | 840.48 | 825.32 | 808.57 | 790.46 | 771.18 | 750.75 | 729.61 | 707.52 | 684.67 | 661.4 | 637.75 | 613.76 | 589.68 | 565.78 | 541.9 | 518.59 | 495.72 | 473.55 | 452.3 | 431.7 | 412.21 | 393.74 | 376.69 | 361.47 | 348.28 | 337.53 | 329.59 | 324.65
| 64 | 893.5 | 892.55 | 889.92 | 885.39 | 879.06 | 870.87 | 860.94 | 849.22 | 835.76 | 820.61 | 803.94 | 785.87 | 766.57 | 746.13 | 724.76 | 702.8 | 679.94 | 656.55 | 632.84 | 608.93 | 584.87 | 560.9 | 537.05 | 513.53 | 490.83 | 468.63 | 447.36 | 426.85 | 407.46 | 389.18 | 372.21 | 357.06 | 343.8 | 333.11 | 325.27 | 320.5
| 65 | 888.6 | 887.71 | 885.14 | 880.53 | 874.14 | 865.97 | 856.05 | 844.28 | 830.77 | 815.5 | 798.81 | 780.99 | 761.66 | 741.3 | 719.92 | 697.75 | 675.08 | 651.76 | 627.96 | 603.95 | 580 | 555.86 | 532.09 | 508.67 | 485.87 | 463.83 | 442.49 | 422.13 | 402.71 | 384.37 | 367.36 | 352.4 | 339.33 | 328.79 | 320.98 | 316.02
| 66 | 883.59 | 882.7 | 880 | 875.46 | 869.1 | 860.92 | 851.05 | 839.3 | 825.8 | 810.59 | 793.91 | 775.82 | 756.56 | 736.28 | 714.88 | 692.79 | 669.87 | 646.79 | 623.03 | 598.91 | 574.78 | 550.83 | 527.05 | 503.87 | 480.95 | 458.86 | 437.56 | 417.43 | 397.9 | 379.71 | 362.93 | 348.07 | 334.74 | 324.42 | 316.47 | 311.68
| 67 | 878.38 | 877.49 | 874.65 | 870.21 | 863.85 | 855.7 | 845.92 | 834.19 | 820.67 | 805.52 | 788.84 | 770.77 | 751.39 | 731.05 | 709.86 | 687.68 | 664.8 | 641.43 | 617.81 | 593.92 | 569.74 | 545.82 | 522.08 | 498.64 | 475.89 | 454 | 432.65 | 412.42 | 393.13 | 375.06 | 358.35 | 343.12 | 330.48 | 319.76 | 312.22 | 307.33
| 68 | 872.87 | 871.99 | 869.11 | 864.82 | 858.48 | 850.36 | 840.55 | 828.85 | 815.38 | 800.27 | 783.62 | 765.57 | 746.21 | 725.72 | 704.39 | 682.35 | 659.6 | 636.19 | 612.61 | 588.64 | 564.66 | 540.51 | 516.85 | 493.61 | 470.75 | 448.77 | 427.74 | 407.59 | 388.45 | 370.28 | 353.58 | 338.85 | 325.86 | 315.61 | 307.85 | 303.13
| 69 | 867.24 | 866.23 | 863.5 | 859.08 | 852.85 | 844.82 | 835.05 | 823.27 | 809.83 | 794.87 | 778.25 | 760.23 | 740.78 | 720.35 | 699.05 | 676.78 | 654.2 | 630.94 | 607.08 | 583.21 | 559.41 | 535.34 | 511.77 | 488.49 | 465.77 | 443.92 | 422.81 | 402.61 | 383.79 | 365.61 | 349.08 | 334.12 | 321.61 | 311.07 | 303.56 | 298.99
| 70 | 861.24 | 860.32 | 857.69 | 853.29 | 847.09 | 838.99 | 829.03 | 817.4 | 804 | 788.96 | 772.36 | 754.61 | 735.16 | 714.85 | 693.59 | 671.4 | 648.58 | 625.53 | 601.87 | 577.92 | 553.98 | 530.15 | 506.48 | 483.32 | 460.87 | 438.98 | 417.85 | 397.97 | 378.8 | 360.84 | 344.39 | 329.69 | 317.07 | 307.01 | 299.2 | 294.42
| 71 | 855.02 | 854.29 | 851.59 | 847.16 | 841.02 | 832.89 | 823.06 | 811.54 | 798.11 | 783.01 | 766.46 | 748.33 | 728.95 | 709.08 | 687.98 | 665.84 | 643.07 | 619.83 | 596.4 | 572.69 | 548.62 | 524.8 | 501.15 | 478.08 | 455.56 | 433.6 | 412.99 | 392.94 | 373.87 | 356.26 | 339.81 | 325.31 | 312.49 | 302.63 | 295.11 | 290.49
| 72 | 848.78 | 848.03 | 845.38 | 840.86 | 834.76 | 826.68 | 817.01 | 805.43 | 792.07 | 777.12 | 760.54 | 742.44 | 723.22 | 703 | 681.96 | 660.16 | 637.36 | 614.28 | 590.62 | 567.02 | 543.15 | 519.42 | 495.88 | 472.92 | 450.46 | 428.54 | 407.84 | 388 | 369.07 | 351.55 | 335.27 | 320.72 | 308.36 | 297.95 | 290.9 | 286.49
| 73 | 842.17 | 841.51 | 838.83 | 834.36 | 828.31 | 820.39 | 810.66 | 799.15 | 785.96 | 770.99 | 754.47 | 736.52 | 717.37 | 697.2 | 676.06 | 653.99 | 631.78 | 608.58 | 584.92 | 561.28 | 537.57 | 513.93 | 490.44 | 467.45 | 445.11 | 423.52 | 402.81 | 383.14 | 364.36 | 346.62 | 330.64 | 316.25 | 303.95 | 293.92 | 286.31 | 281.85
| 74 | 835.54 | 834.71 | 832.23 | 827.62 | 821.65 | 813.81 | 804.11 | 792.67 | 779.54 | 764.55 | 748.34 | 730.42 | 711.38 | 691.29 | 670.14 | 648.15 | 625.51 | 602.72 | 579.41 | 555.66 | 531.64 | 508.39 | 485.12 | 462.23 | 439.98 | 418.49 | 398.05 | 378.17 | 359.54 | 342.04 | 326.17 | 311.82 | 299.51 | 289.77 | 282.37 | 277.77
| 75 | 828.71 | 827.72 | 825.18 | 820.85 | 814.94 | 807.1 | 797.39 | 786.01 | 772.86 | 757.89 | 741.53 | 723.72 | 705.1 | 685.26 | 664.13 | 642.18 | 619.75 | 596.52 | 573.46 | 550.04 | 526.24 | 502.72 | 479.59 | 456.77 | 434.61 | 413.29 | 392.62 | 373.04 | 354.67 | 337.45 | 321.59 | 307.31 | 295.04 | 285.47 | 278.3 | 273.89
| 76 | 821.68 | 820.71 | 817.98 | 813.9 | 807.79 | 799.87 | 790.48 | 779.19 | 766.13 | 751.39 | 734.97 | 717.24 | 698.38 | 678.46 | 657.76 | 636.1 | 613.77 | 590.76 | 567.45 | 544.22 | 520.79 | 497.38 | 474 | 451.46 | 429.41 | 408.27 | 387.58 | 368.38 | 350.02 | 332.76 | 316.93 | 303.13 | 290.8 | 281.2 | 273.97 | 269.75
| 77 | 814.47 | 813.28 | 810.8 | 806.77 | 800.64 | 792.87 | 783.41 | 772.23 | 759.14 | 744.58 | 728.22 | 710.64 | 691.88 | 671.81 | 650.77 | 629.56 | 607.5 | 584.77 | 561.47 | 538.03 | 514.92 | 491.61 | 468.73 | 445.97 | 423.86 | 402.9 | 382.61 | 363.54 | 345.19 | 328.05 | 312.3 | 298.44 | 286.49 | 276.94 | 269.92 | 265.62
| 78 | 806.83 | 805.89 | 803.43 | 799.19 | 793.24 | 785.54 | 776.32 | 765.08 | 752.23 | 737.58 | 721.52 | 704.03 | 685.16 | 665.29 | 644.51 | 623.04 | 600.87 | 578.61 | 555.5 | 532.36 | 508.89 | 485.82 | 462.99 | 440.47 | 418.81 | 397.67 | 377.63 | 358.31 | 340.13 | 323.29 | 307.97 | 294.11 | 282.27 | 272.72 | 265.63 | 261.66
| 79 | 799.07 | 798.11 | 795.78 | 791.48 | 785.55 | 778.18 | 768.77 | 757.75 | 744.86 | 730.46 | 714.51 | 697.01 | 678.56 | 658.81 | 638.15 | 616.81 | 594.64 | 571.94 | 549.45 | 526.24 | 503.11 | 479.92 | 457.31 | 435.07 | 413.56 | 392.37 | 372.47 | 353.47 | 335.45 | 318.9 | 303.36 | 289.61 | 278.25 | 268.62 | 261.5 | 257.35
| 80 | 791.04 | 790.34 | 787.9 | 783.8 | 777.94 | 770.66 | 761.18 | 750.02 | 737.48 | 723 | 707.04 | 689.66 | 671.36 | 651.97 | 631.69 | 610.48 | 588.45 | 565.88 | 542.98 | 520.26 | 497.24 | 474.17 | 451.56 | 429.33 | 407.95 | 387.22 | 367.33 | 348.32 | 330.72 | 314.1 | 298.72 | 285.3 | 273.77 | 264.44 | 257.66 | 253.51
| 81 | 783.08 | 782.27 | 779.72 | 775.69 | 770.09 | 762.66 | 753.41 | 742.37 | 729.94 | 715.65 | 699.95 | 682.7 | 664.34 | 644.83 | 624.52 | 604.08 | 582 | 559.46 | 536.8 | 513.86 | 491.12 | 468.42 | 446.17 | 423.94 | 402.55 | 382 | 362.36 | 343.58 | 326.01 | 309.16 | 294.3 | 281 | 269.52 | 260.55 | 253.54 | 249.43
| 82 | 774.94 | 774 | 771.54 | 767.55 | 761.97 | 754.55 | 745.35 | 734.75 | 722.45 | 708.29 | 692.42 | 675.43 | 657.15 | 637.67 | 617.51 | 596.42 | 574.97 | 553.08 | 530.57 | 507.89 | 485.07 | 462.56 | 440.54 | 418.28 | 397.26 | 376.72 | 357.35 | 338.51 | 320.98 | 304.62 | 289.87 | 276.74 | 265.16 | 256.09 | 249.56 | 245.52
| 83 | 766.38 | 765.7 | 763.12 | 759.18 | 753.46 | 746.44 | 737.45 | 726.98 | 714.52 | 700.36 | 685.08 | 667.97 | 649.92 | 630.75 | 610.62 | 589.58 | 567.91 | 545.95 | 524.21 | 501.55 | 479.11 | 456.54 | 434.22 | 412.77 | 391.78 | 371.55 | 352.11 | 333.67 | 316.42 | 300.06 | 285.55 | 272.13 | 261.14 | 252.06 | 245.6 | 241.37
| 84 | 757.89 | 756.94 | 754.68 | 750.81 | 745.18 | 737.94 | 729.3 | 718.68 | 706.47 | 692.23 | 676.97 | 660.22 | 642.56 | 623.61 | 603.65 | 582.84 | 561.42 | 539.64 | 517.31 | 495.23 | 473.05 | 450.54 | 428.55 | 406.71 | 386.18 | 366.15 | 346.88 | 328.81 | 311.41 | 295.73 | 280.74 | 267.93 | 257 | 248.03 | 241.57 | 237.59
| 85 | 748.92 | 748.09 | 745.91 | 741.99 | 736.55 | 729.61 | 720.89 | 710.37 | 698.35 | 684.26 | 669.16 | 652.57 | 634.7 | 615.92 | 596.4 | 575.99 | 554.86 | 533.26 | 511.02 | 488.74 | 466.8 | 444.87 | 422.85 | 401.4 | 380.82 | 360.76 | 341.86 | 323.62 | 306.72 | 290.98 | 276.3 | 263.68 | 252.52 | 244.22 | 237.54 | 233.59
| 86 | 740.09 | 739.28 | 736.9 | 733.14 | 727.95 | 720.93 | 712.15 | 702.05 | 689.93 | 676.39 | 661.46 | 644.89 | 627.35 | 608.52 | 588.94 | 568.42 | 548.24 | 526.82 | 504.65 | 482.51 | 460.22 | 438.53 | 416.98 | 395.84 | 375.59 | 355.8 | 336.88 | 319 | 302.04 | 286.48 | 271.93 | 259.67 | 248.48 | 240.11 | 233.56 | 229.77
| 87 | 730.63 | 730.01 | 727.78 | 724.1 | 718.86 | 712.02 | 703.67 | 693.33 | 681.64 | 668.39 | 653.19 | 636.98 | 619.48 | 601.04 | 581.56 | 561.32 | 540.6 | 520.34 | 498 | 476.23 | 454.24 | 432.48 | 410.97 | 390.25 | 369.84 | 350.29 | 331.7 | 314.16 | 297.39 | 281.84 | 267.73 | 255.07 | 244.62 | 236.26 | 229.73 | 226
| 88 | 721.47 | 720.7 | 718.63 | 715.04 | 709.55 | 703.07 | 694.82 | 684.64 | 673.12 | 659.85 | 645.03 | 628.85 | 611.49 | 593.38 | 574.21 | 554.17 | 533.46 | 512.03 | 490.46 | 469.64 | 448.08 | 426.53 | 405.16 | 384.29 | 364.44 | 344.92 | 326.38 | 308.96 | 292.72 | 277.16 | 263.4 | 250.96 | 240.46 | 231.96 | 225.75 | 222.03
| 89 | 712.15 | 711.24 | 709.25 | 705.67 | 700.49 | 693.93 | 685.54 | 676.04 | 664.26 | 651.23 | 636.76 | 620.57 | 603.61 | 585.45 | 566.74 | 546.98 | 526.49 | 505.25 | 484.08 | 462.7 | 441.62 | 420.41 | 399.38 | 378.71 | 358.82 | 339.49 | 321.34 | 304.05 | 287.83 | 272.92 | 258.89 | 246.62 | 236.64 | 228.19 | 222.11 | 218.18
| 90 | 702.68 | 701.6 | 699.47 | 696.05 | 691.12 | 684.56 | 676.4 | 666.88 | 655.73 | 642.44 | 628.17 | 612.39 | 595.63 | 577.42 | 558.68 | 539.47 | 519.5 | 498.61 | 477.65 | 456.49 | 435.02 | 414.1 | 393.64 | 373.35 | 353.33 | 334.54 | 316.43 | 299.47 | 283.04 | 268.27 | 254.82 | 242.7 | 232.42 | 224.24 | 218.3 | 214.62

## Zone-21 (hidden)
Inclination (variation from horizontal) | Orientation (variation from south)
| Slope | 0 | 5 | 10 | 15 | 20 | 25 | 30 | 35 | 40 | 45 | 50 | 55 | 60 | 65 | 70 | 75 | 80 | 85 | 90 | 95 | 100 | 105 | 110 | 115 | 120 | 125 | 130 | 135 | 140 | 145 | 150 | 155 | 160 | 165 | 170 | 175
| 0 | 711 | 711 | 711 | 711 | 711 | 711 | 711 | 711 | 711 | 711 | 711 | 711 | 711 | 711 | 711 | 711 | 711 | 711 | 711 | 711 | 711 | 711 | 711 | 711 | 711 | 711 | 711 | 711 | 711 | 711 | 711 | 711 | 711 | 711 | 711 | 711
| 1 | 717 | 717 | 717 | 716 | 716 | 716 | 716 | 715 | 715 | 715 | 714 | 714 | 713 | 713 | 712 | 712 | 711 | 711 | 710 | 710 | 709 | 708 | 708 | 707 | 707 | 706 | 706 | 706 | 705 | 705 | 705 | 704 | 704 | 704 | 704 | 704
| 2 | 723 | 723 | 723 | 722 | 722 | 722 | 721 | 721 | 720 | 719 | 718 | 717 | 716 | 715 | 714 | 713 | 712 | 711 | 710 | 709 | 708 | 707 | 706 | 705 | 704 | 703 | 702 | 701 | 700 | 699 | 699 | 698 | 698 | 697 | 697 | 697
| 3 | 729 | 729 | 729 | 728 | 728 | 727 | 727 | 726 | 725 | 723 | 722 | 721 | 719 | 718 | 716 | 715 | 713 | 712 | 710 | 708 | 706 | 705 | 703 | 702 | 700 | 699 | 697 | 696 | 695 | 694 | 693 | 692 | 692 | 691 | 691 | 690
| 4 | 735 | 735 | 735 | 734 | 734 | 733 | 732 | 731 | 729 | 728 | 726 | 724 | 722 | 720 | 718 | 716 | 714 | 712 | 710 | 707 | 705 | 703 | 701 | 699 | 697 | 695 | 693 | 691 | 690 | 688 | 687 | 686 | 685 | 684 | 684 | 684
| 5 | 741 | 741 | 741 | 740 | 739 | 738 | 737 | 735 | 734 | 732 | 730 | 728 | 725 | 723 | 720 | 718 | 715 | 712 | 709 | 706 | 704 | 701 | 698 | 696 | 693 | 691 | 688 | 686 | 684 | 683 | 681 | 680 | 679 | 678 | 677 | 677
| 6 | 747 | 747 | 746 | 746 | 745 | 743 | 742 | 740 | 738 | 736 | 733 | 731 | 728 | 725 | 722 | 719 | 716 | 712 | 709 | 706 | 702 | 699 | 696 | 693 | 689 | 687 | 684 | 681 | 679 | 677 | 675 | 674 | 672 | 671 | 670 | 670
| 7 | 752 | 752 | 752 | 751 | 750 | 748 | 747 | 745 | 742 | 740 | 737 | 734 | 731 | 727 | 724 | 720 | 716 | 712 | 709 | 705 | 701 | 697 | 693 | 689 | 686 | 683 | 679 | 676 | 674 | 671 | 669 | 667 | 666 | 665 | 664 | 663
| 8 | 758 | 758 | 757 | 756 | 755 | 753 | 751 | 749 | 746 | 743 | 740 | 737 | 733 | 729 | 725 | 721 | 717 | 712 | 708 | 704 | 699 | 695 | 690 | 686 | 682 | 678 | 675 | 671 | 668 | 665 | 663 | 661 | 659 | 658 | 657 | 656
| 9 | 763 | 763 | 762 | 761 | 760 | 758 | 756 | 753 | 750 | 747 | 744 | 740 | 736 | 731 | 727 | 722 | 717 | 712 | 707 | 702 | 697 | 693 | 688 | 683 | 679 | 674 | 670 | 666 | 663 | 660 | 657 | 655 | 653 | 651 | 650 | 649
| 10 | 768 | 768 | 768 | 766 | 765 | 763 | 760 | 758 | 754 | 751 | 747 | 743 | 738 | 733 | 728 | 723 | 718 | 712 | 707 | 701 | 696 | 690 | 685 | 680 | 675 | 670 | 665 | 661 | 657 | 654 | 651 | 648 | 646 | 644 | 643 | 642
| 11 | 774 | 773 | 773 | 771 | 770 | 767 | 765 | 762 | 758 | 754 | 750 | 745 | 740 | 735 | 730 | 724 | 718 | 712 | 706 | 700 | 694 | 688 | 682 | 677 | 671 | 666 | 661 | 656 | 652 | 648 | 645 | 642 | 640 | 638 | 636 | 636
| 12 | 778 | 778 | 777 | 776 | 774 | 772 | 769 | 766 | 762 | 758 | 753 | 748 | 743 | 737 | 731 | 725 | 719 | 712 | 706 | 699 | 692 | 686 | 680 | 673 | 667 | 662 | 656 | 651 | 646 | 642 | 639 | 636 | 633 | 631 | 630 | 629
| 13 | 783 | 783 | 782 | 781 | 779 | 776 | 773 | 769 | 765 | 761 | 756 | 750 | 745 | 739 | 732 | 726 | 719 | 712 | 705 | 698 | 691 | 684 | 677 | 670 | 664 | 657 | 651 | 646 | 641 | 637 | 633 | 630 | 627 | 625 | 623 | 623
| 14 | 788 | 787 | 787 | 785 | 783 | 780 | 777 | 773 | 769 | 764 | 758 | 753 | 747 | 740 | 733 | 726 | 719 | 712 | 704 | 697 | 689 | 681 | 674 | 667 | 660 | 653 | 647 | 641 | 636 | 631 | 627 | 623 | 621 | 618 | 617 | 616
| 15 | 792 | 792 | 791 | 789 | 787 | 784 | 781 | 777 | 772 | 767 | 761 | 755 | 749 | 742 | 735 | 727 | 719 | 711 | 703 | 695 | 687 | 679 | 671 | 664 | 656 | 649 | 642 | 636 | 630 | 625 | 621 | 617 | 614 | 612 | 610 | 610
| 16 | 797 | 796 | 795 | 793 | 791 | 788 | 784 | 780 | 775 | 770 | 764 | 757 | 750 | 743 | 735 | 728 | 719 | 711 | 703 | 694 | 685 | 677 | 668 | 660 | 652 | 645 | 638 | 631 | 625 | 620 | 615 | 611 | 608 | 606 | 604 | 603
| 17 | 801 | 800 | 799 | 797 | 795 | 792 | 788 | 783 | 778 | 772 | 766 | 759 | 752 | 744 | 736 | 728 | 719 | 711 | 702 | 693 | 683 | 675 | 666 | 657 | 648 | 640 | 633 | 626 | 620 | 614 | 609 | 605 | 602 | 599 | 598 | 596
| 18 | 805 | 804 | 803 | 801 | 798 | 795 | 791 | 786 | 781 | 775 | 768 | 761 | 754 | 746 | 737 | 728 | 719 | 710 | 701 | 691 | 682 | 672 | 663 | 654 | 645 | 636 | 628 | 621 | 614 | 609 | 603 | 599 | 596 | 593 | 591 | 590
| 19 | 808 | 808 | 807 | 805 | 802 | 799 | 794 | 789 | 784 | 777 | 771 | 763 | 755 | 747 | 738 | 729 | 719 | 710 | 700 | 690 | 680 | 670 | 660 | 650 | 641 | 632 | 624 | 616 | 609 | 603 | 598 | 593 | 590 | 587 | 584 | 583
| 20 | 812 | 812 | 810 | 808 | 805 | 802 | 797 | 792 | 786 | 780 | 772 | 765 | 757 | 748 | 739 | 729 | 719 | 709 | 699 | 688 | 678 | 668 | 657 | 647 | 637 | 628 | 619 | 611 | 604 | 597 | 592 | 587 | 583 | 580 | 578 | 576
| 21 | 815 | 815 | 814 | 811 | 809 | 805 | 800 | 795 | 789 | 782 | 774 | 766 | 758 | 749 | 739 | 729 | 719 | 708 | 698 | 687 | 676 | 665 | 654 | 644 | 634 | 624 | 615 | 606 | 598 | 592 | 586 | 581 | 577 | 574 | 571 | 570
| 22 | 819 | 818 | 817 | 815 | 812 | 808 | 803 | 797 | 791 | 784 | 776 | 768 | 759 | 750 | 740 | 729 | 719 | 708 | 696 | 685 | 674 | 663 | 651 | 640 | 630 | 620 | 610 | 601 | 593 | 586 | 580 | 575 | 571 | 567 | 565 | 563
| 23 | 822 | 821 | 820 | 818 | 814 | 810 | 805 | 800 | 793 | 786 | 778 | 769 | 760 | 750 | 740 | 729 | 718 | 707 | 696 | 684 | 672 | 660 | 649 | 637 | 626 | 616 | 606 | 596 | 588 | 581 | 574 | 569 | 564 | 561 | 558 | 557
| 24 | 825 | 824 | 823 | 820 | 817 | 813 | 808 | 802 | 795 | 788 | 779 | 770 | 761 | 751 | 740 | 729 | 718 | 706 | 694 | 682 | 670 | 658 | 646 | 634 | 623 | 612 | 601 | 591 | 583 | 575 | 568 | 563 | 558 | 554 | 552 | 550
| 25 | 827 | 827 | 825 | 823 | 820 | 815 | 810 | 804 | 797 | 789 | 781 | 771 | 761 | 751 | 740 | 729 | 717 | 705 | 693 | 680 | 668 | 655 | 643 | 631 | 619 | 607 | 597 | 587 | 578 | 569 | 563 | 557 | 552 | 548 | 545 | 544
| 26 | 830 | 829 | 828 | 825 | 822 | 817 | 812 | 806 | 799 | 790 | 782 | 772 | 762 | 752 | 740 | 729 | 716 | 704 | 691 | 679 | 666 | 653 | 640 | 627 | 615 | 603 | 592 | 582 | 572 | 564 | 557 | 550 | 545 | 542 | 539 | 537
| 27 | 832 | 832 | 830 | 828 | 824 | 819 | 814 | 807 | 800 | 792 | 783 | 773 | 763 | 752 | 740 | 728 | 716 | 703 | 690 | 677 | 664 | 650 | 637 | 624 | 612 | 599 | 588 | 577 | 567 | 559 | 551 | 544 | 539 | 535 | 532 | 531
| 28 | 835 | 834 | 832 | 830 | 826 | 821 | 816 | 809 | 801 | 793 | 784 | 774 | 763 | 752 | 740 | 728 | 715 | 702 | 689 | 675 | 661 | 648 | 634 | 621 | 608 | 595 | 583 | 572 | 562 | 553 | 545 | 538 | 533 | 529 | 526 | 524
| 29 | 837 | 836 | 834 | 832 | 828 | 823 | 817 | 810 | 803 | 794 | 784 | 774 | 763 | 752 | 740 | 727 | 714 | 701 | 687 | 673 | 659 | 645 | 631 | 618 | 604 | 591 | 579 | 567 | 557 | 547 | 539 | 532 | 527 | 522 | 519 | 517
| 30 | 838 | 838 | 836 | 833 | 830 | 825 | 819 | 812 | 804 | 795 | 785 | 775 | 764 | 752 | 739 | 726 | 713 | 699 | 685 | 671 | 657 | 643 | 628 | 614 | 601 | 587 | 574 | 563 | 552 | 542 | 534 | 526 | 521 | 516 | 513 | 510
| 31 | 840 | 839 | 838 | 835 | 831 | 826 | 820 | 813 | 805 | 795 | 786 | 775 | 763 | 751 | 739 | 725 | 712 | 698 | 684 | 669 | 654 | 640 | 625 | 611 | 597 | 583 | 570 | 558 | 547 | 537 | 528 | 520 | 514 | 510 | 506 | 504
| 32 | 841 | 841 | 839 | 836 | 832 | 827 | 821 | 814 | 805 | 796 | 786 | 775 | 763 | 751 | 738 | 725 | 711 | 696 | 682 | 667 | 652 | 637 | 622 | 607 | 593 | 579 | 566 | 553 | 542 | 531 | 522 | 515 | 508 | 503 | 500 | 497
| 33 | 843 | 842 | 840 | 837 | 833 | 828 | 822 | 814 | 806 | 796 | 786 | 775 | 763 | 750 | 737 | 723 | 709 | 695 | 680 | 665 | 650 | 634 | 619 | 604 | 590 | 575 | 562 | 549 | 536 | 526 | 517 | 509 | 502 | 497 | 493 | 491
| 34 | 844 | 843 | 841 | 838 | 834 | 829 | 822 | 815 | 806 | 797 | 786 | 775 | 763 | 750 | 736 | 722 | 708 | 693 | 678 | 663 | 647 | 632 | 616 | 601 | 586 | 571 | 557 | 544 | 532 | 520 | 511 | 503 | 496 | 491 | 487 | 485
| 35 | 845 | 844 | 842 | 839 | 835 | 830 | 823 | 815 | 806 | 797 | 786 | 774 | 762 | 749 | 735 | 721 | 706 | 691 | 676 | 660 | 644 | 629 | 613 | 597 | 582 | 567 | 553 | 539 | 527 | 515 | 505 | 497 | 490 | 485 | 481 | 478
| 36 | 846 | 845 | 843 | 840 | 836 | 830 | 823 | 816 | 807 | 797 | 786 | 774 | 761 | 748 | 734 | 720 | 705 | 689 | 674 | 658 | 642 | 626 | 610 | 594 | 578 | 563 | 549 | 535 | 522 | 510 | 500 | 491 | 484 | 478 | 474 | 472
| 37 | 846 | 845 | 844 | 840 | 836 | 830 | 824 | 816 | 806 | 796 | 785 | 773 | 760 | 747 | 733 | 718 | 703 | 687 | 671 | 655 | 639 | 623 | 606 | 590 | 575 | 559 | 544 | 530 | 517 | 505 | 494 | 485 | 478 | 472 | 468 | 466
| 38 | 846 | 846 | 844 | 841 | 836 | 830 | 824 | 815 | 806 | 796 | 785 | 772 | 759 | 746 | 731 | 716 | 701 | 685 | 669 | 653 | 636 | 620 | 603 | 587 | 571 | 555 | 540 | 526 | 512 | 500 | 489 | 480 | 472 | 466 | 462 | 460
| 39 | 847 | 846 | 844 | 841 | 836 | 830 | 823 | 815 | 806 | 795 | 784 | 771 | 758 | 744 | 730 | 715 | 699 | 683 | 667 | 650 | 633 | 616 | 600 | 583 | 567 | 551 | 536 | 521 | 507 | 495 | 483 | 474 | 466 | 460 | 456 | 454
| 40 | 847 | 846 | 844 | 841 | 836 | 830 | 823 | 815 | 805 | 795 | 783 | 770 | 757 | 743 | 728 | 713 | 697 | 681 | 664 | 647 | 630 | 613 | 596 | 580 | 563 | 547 | 532 | 517 | 503 | 490 | 478 | 468 | 460 | 454 | 450 | 447
| 41 | 846 | 846 | 844 | 840 | 836 | 830 | 823 | 814 | 804 | 794 | 782 | 769 | 756 | 741 | 726 | 711 | 695 | 678 | 661 | 644 | 627 | 610 | 593 | 576 | 559 | 543 | 527 | 512 | 498 | 484 | 473 | 463 | 454 | 448 | 443 | 441
| 42 | 846 | 845 | 843 | 840 | 835 | 829 | 822 | 813 | 803 | 793 | 781 | 768 | 754 | 740 | 724 | 709 | 692 | 676 | 659 | 641 | 624 | 607 | 589 | 572 | 555 | 539 | 523 | 508 | 493 | 480 | 467 | 457 | 449 | 442 | 437 | 435
| 43 | 845 | 845 | 843 | 839 | 834 | 828 | 821 | 812 | 802 | 791 | 779 | 766 | 752 | 738 | 722 | 706 | 690 | 673 | 656 | 638 | 621 | 603 | 586 | 568 | 551 | 535 | 519 | 503 | 489 | 475 | 462 | 452 | 443 | 436 | 431 | 428
| 44 | 845 | 844 | 842 | 838 | 834 | 827 | 820 | 811 | 801 | 790 | 778 | 765 | 751 | 736 | 720 | 704 | 687 | 670 | 653 | 635 | 618 | 600 | 582 | 565 | 547 | 531 | 514 | 499 | 484 | 470 | 457 | 446 | 437 | 430 | 425 | 422
| 45 | 844 | 843 | 841 | 837 | 832 | 826 | 819 | 810 | 800 | 788 | 776 | 763 | 749 | 734 | 718 | 702 | 685 | 667 | 650 | 632 | 614 | 596 | 578 | 561 | 543 | 526 | 510 | 494 | 479 | 465 | 452 | 441 | 432 | 425 | 420 | 416
| 46 | 842 | 842 | 840 | 836 | 831 | 825 | 817 | 808 | 798 | 787 | 774 | 761 | 746 | 731 | 715 | 699 | 682 | 665 | 647 | 629 | 611 | 593 | 575 | 557 | 539 | 522 | 506 | 490 | 474 | 460 | 447 | 436 | 426 | 419 | 414 | 411
| 47 | 841 | 840 | 838 | 835 | 830 | 823 | 816 | 807 | 796 | 785 | 772 | 759 | 744 | 729 | 713 | 696 | 679 | 661 | 644 | 625 | 607 | 589 | 571 | 553 | 535 | 518 | 501 | 485 | 470 | 455 | 442 | 431 | 421 | 413 | 408 | 405
| 48 | 839 | 839 | 837 | 833 | 828 | 822 | 814 | 805 | 794 | 783 | 770 | 756 | 742 | 726 | 710 | 693 | 676 | 658 | 640 | 622 | 604 | 585 | 567 | 549 | 531 | 514 | 497 | 481 | 465 | 451 | 437 | 425 | 415 | 408 | 402 | 399
| 49 | 838 | 837 | 835 | 831 | 826 | 820 | 812 | 803 | 792 | 780 | 768 | 754 | 739 | 724 | 707 | 690 | 673 | 655 | 637 | 618 | 600 | 581 | 563 | 545 | 527 | 509 | 492 | 476 | 461 | 446 | 432 | 420 | 410 | 402 | 397 | 393
| 50 | 836 | 835 | 833 | 829 | 824 | 818 | 810 | 801 | 790 | 778 | 765 | 751 | 736 | 721 | 704 | 687 | 670 | 652 | 633 | 615 | 596 | 577 | 559 | 540 | 522 | 505 | 488 | 471 | 456 | 441 | 427 | 415 | 405 | 397 | 391 | 388
| 51 | 834 | 833 | 831 | 827 | 822 | 815 | 808 | 798 | 787 | 776 | 762 | 748 | 733 | 718 | 701 | 684 | 666 | 648 | 630 | 611 | 592 | 573 | 555 | 536 | 518 | 500 | 483 | 467 | 451 | 436 | 422 | 410 | 400 | 392 | 386 | 382
| 52 | 831 | 831 | 828 | 825 | 820 | 813 | 805 | 796 | 785 | 773 | 760 | 746 | 730 | 715 | 698 | 681 | 663 | 645 | 626 | 607 | 588 | 569 | 551 | 532 | 514 | 496 | 479 | 462 | 446 | 432 | 418 | 405 | 395 | 387 | 381 | 377
| 53 | 829 | 828 | 826 | 822 | 817 | 810 | 802 | 793 | 782 | 770 | 757 | 743 | 727 | 711 | 695 | 677 | 659 | 641 | 622 | 603 | 584 | 565 | 546 | 528 | 509 | 491 | 474 | 458 | 442 | 427 | 413 | 400 | 390 | 382 | 375 | 372
| 54 | 826 | 825 | 823 | 819 | 814 | 808 | 800 | 790 | 779 | 767 | 754 | 739 | 724 | 708 | 691 | 674 | 656 | 637 | 618 | 599 | 580 | 561 | 542 | 523 | 505 | 487 | 470 | 453 | 437 | 422 | 408 | 395 | 385 | 377 | 370 | 367
| 55 | 823 | 823 | 820 | 817 | 811 | 805 | 797 | 787 | 776 | 764 | 750 | 736 | 721 | 704 | 688 | 670 | 652 | 633 | 614 | 595 | 576 | 557 | 538 | 519 | 500 | 482 | 465 | 448 | 432 | 417 | 403 | 391 | 380 | 371 | 365 | 361
| 56 | 820 | 820 | 817 | 814 | 808 | 802 | 793 | 784 | 773 | 760 | 747 | 732 | 717 | 701 | 684 | 666 | 648 | 629 | 610 | 591 | 572 | 552 | 533 | 514 | 496 | 478 | 460 | 444 | 428 | 412 | 399 | 386 | 375 | 366 | 360 | 357
| 57 | 817 | 816 | 814 | 810 | 805 | 798 | 790 | 780 | 769 | 757 | 743 | 729 | 713 | 697 | 680 | 662 | 644 | 625 | 606 | 587 | 567 | 548 | 529 | 510 | 491 | 473 | 456 | 439 | 423 | 408 | 394 | 381 | 370 | 361 | 355 | 351
| 58 | 814 | 813 | 811 | 807 | 801 | 795 | 786 | 777 | 766 | 753 | 740 | 725 | 709 | 693 | 676 | 658 | 640 | 621 | 602 | 583 | 563 | 544 | 524 | 505 | 487 | 469 | 451 | 434 | 418 | 403 | 389 | 376 | 365 | 356 | 350 | 346
| 59 | 810 | 809 | 807 | 803 | 798 | 791 | 783 | 773 | 762 | 749 | 736 | 721 | 706 | 689 | 672 | 654 | 635 | 617 | 598 | 578 | 559 | 539 | 520 | 501 | 482 | 464 | 446 | 430 | 414 | 398 | 384 | 372 | 361 | 352 | 345 | 341
| 60 | 806 | 805 | 803 | 799 | 794 | 787 | 779 | 769 | 758 | 745 | 732 | 717 | 701 | 685 | 668 | 650 | 631 | 612 | 593 | 574 | 554 | 534 | 515 | 496 | 477 | 459 | 442 | 425 | 409 | 394 | 380 | 367 | 356 | 347 | 340 | 336
| 61 | 802 | 801 | 799 | 795 | 790 | 783 | 775 | 765 | 754 | 741 | 728 | 713 | 697 | 681 | 663 | 645 | 627 | 608 | 589 | 569 | 549 | 530 | 510 | 491 | 473 | 454 | 437 | 420 | 404 | 389 | 375 | 362 | 351 | 342 | 336 | 332
| 62 | 798 | 797 | 795 | 791 | 786 | 779 | 771 | 761 | 750 | 737 | 723 | 709 | 693 | 676 | 659 | 641 | 622 | 603 | 584 | 564 | 545 | 525 | 506 | 486 | 468 | 450 | 432 | 415 | 399 | 384 | 370 | 358 | 346 | 338 | 331 | 327
| 63 | 794 | 793 | 791 | 787 | 781 | 775 | 766 | 756 | 745 | 733 | 719 | 704 | 688 | 672 | 654 | 636 | 618 | 599 | 579 | 560 | 540 | 520 | 501 | 482 | 463 | 445 | 427 | 411 | 395 | 379 | 365 | 353 | 342 | 333 | 326 | 322
| 64 | 789 | 788 | 786 | 782 | 777 | 770 | 762 | 752 | 741 | 728 | 714 | 699 | 684 | 667 | 649 | 631 | 613 | 594 | 574 | 555 | 535 | 516 | 496 | 477 | 458 | 440 | 422 | 406 | 390 | 375 | 361 | 348 | 337 | 328 | 322 | 318
| 65 | 784 | 784 | 781 | 777 | 772 | 765 | 757 | 747 | 736 | 723 | 709 | 694 | 679 | 662 | 645 | 627 | 608 | 589 | 569 | 550 | 530 | 511 | 491 | 472 | 453 | 435 | 418 | 401 | 385 | 370 | 356 | 344 | 333 | 324 | 317 | 313
| 66 | 779 | 779 | 776 | 773 | 767 | 760 | 752 | 742 | 731 | 718 | 705 | 690 | 674 | 657 | 640 | 622 | 603 | 584 | 565 | 545 | 525 | 506 | 486 | 467 | 448 | 430 | 413 | 396 | 380 | 365 | 352 | 339 | 328 | 319 | 313 | 309
| 67 | 774 | 774 | 771 | 768 | 762 | 756 | 747 | 737 | 726 | 713 | 700 | 685 | 669 | 652 | 635 | 617 | 598 | 579 | 560 | 540 | 520 | 501 | 481 | 462 | 443 | 425 | 408 | 391 | 375 | 360 | 347 | 334 | 324 | 315 | 309 | 304
| 68 | 769 | 768 | 766 | 762 | 757 | 750 | 742 | 732 | 721 | 708 | 695 | 680 | 664 | 647 | 629 | 612 | 593 | 574 | 554 | 535 | 515 | 496 | 476 | 457 | 439 | 420 | 403 | 387 | 371 | 356 | 342 | 330 | 319 | 311 | 304 | 300
| 69 | 764 | 763 | 761 | 757 | 752 | 745 | 737 | 727 | 715 | 703 | 689 | 675 | 659 | 642 | 624 | 606 | 588 | 569 | 549 | 530 | 510 | 491 | 471 | 452 | 433 | 416 | 398 | 381 | 366 | 351 | 337 | 325 | 315 | 306 | 300 | 296
| 70 | 758 | 757 | 755 | 751 | 746 | 739 | 731 | 721 | 710 | 697 | 684 | 669 | 653 | 637 | 619 | 601 | 582 | 563 | 544 | 524 | 505 | 485 | 466 | 447 | 428 | 410 | 393 | 377 | 361 | 346 | 333 | 321 | 310 | 302 | 295 | 291
| 71 | 752 | 752 | 749 | 745 | 740 | 734 | 725 | 716 | 704 | 692 | 678 | 663 | 647 | 631 | 614 | 596 | 577 | 558 | 539 | 519 | 500 | 480 | 461 | 442 | 423 | 405 | 388 | 372 | 356 | 342 | 328 | 316 | 306 | 297 | 291 | 287
| 72 | 746 | 746 | 744 | 740 | 735 | 728 | 720 | 710 | 699 | 686 | 672 | 658 | 642 | 625 | 608 | 590 | 572 | 553 | 533 | 514 | 494 | 475 | 456 | 437 | 418 | 401 | 383 | 367 | 351 | 337 | 324 | 312 | 301 | 293 | 287 | 283
| 73 | 740 | 740 | 737 | 734 | 729 | 722 | 714 | 704 | 693 | 680 | 667 | 652 | 636 | 620 | 602 | 584 | 566 | 547 | 528 | 508 | 489 | 470 | 450 | 432 | 413 | 395 | 378 | 362 | 347 | 332 | 319 | 307 | 297 | 288 | 283 | 279
| 74 | 734 | 733 | 731 | 727 | 722 | 716 | 707 | 698 | 687 | 674 | 661 | 646 | 631 | 614 | 597 | 579 | 560 | 542 | 522 | 503 | 484 | 464 | 445 | 426 | 408 | 390 | 373 | 357 | 342 | 328 | 314 | 303 | 293 | 284 | 278 | 274
| 75 | 728 | 727 | 725 | 721 | 716 | 709 | 701 | 692 | 681 | 668 | 655 | 640 | 624 | 608 | 591 | 573 | 555 | 536 | 517 | 497 | 478 | 459 | 440 | 421 | 403 | 385 | 369 | 352 | 337 | 323 | 310 | 298 | 288 | 280 | 274 | 270
| 76 | 721 | 720 | 718 | 714 | 709 | 703 | 695 | 685 | 674 | 662 | 648 | 634 | 618 | 602 | 584 | 567 | 549 | 530 | 511 | 492 | 473 | 453 | 434 | 416 | 398 | 380 | 363 | 348 | 332 | 318 | 306 | 294 | 284 | 276 | 270 | 266
| 77 | 714 | 713 | 711 | 708 | 703 | 696 | 688 | 679 | 668 | 656 | 642 | 628 | 612 | 596 | 578 | 561 | 543 | 524 | 505 | 486 | 467 | 448 | 429 | 411 | 392 | 375 | 358 | 343 | 328 | 314 | 301 | 289 | 279 | 271 | 266 | 262
| 78 | 707 | 707 | 704 | 701 | 696 | 690 | 681 | 672 | 661 | 649 | 636 | 621 | 606 | 590 | 572 | 555 | 537 | 519 | 500 | 481 | 462 | 442 | 424 | 405 | 387 | 370 | 353 | 338 | 323 | 309 | 296 | 285 | 275 | 267 | 261 | 258
| 79 | 700 | 699 | 697 | 694 | 689 | 683 | 675 | 665 | 654 | 642 | 629 | 615 | 599 | 583 | 566 | 549 | 531 | 512 | 494 | 475 | 456 | 437 | 418 | 400 | 382 | 365 | 348 | 333 | 318 | 304 | 292 | 281 | 271 | 263 | 257 | 254
| 80 | 693 | 692 | 690 | 687 | 682 | 675 | 668 | 658 | 648 | 636 | 622 | 608 | 593 | 577 | 560 | 543 | 525 | 506 | 488 | 469 | 450 | 431 | 412 | 395 | 377 | 360 | 344 | 328 | 313 | 300 | 288 | 276 | 267 | 259 | 253 | 250
| 81 | 686 | 685 | 683 | 679 | 675 | 668 | 660 | 651 | 641 | 629 | 616 | 601 | 586 | 570 | 554 | 537 | 519 | 500 | 482 | 463 | 444 | 426 | 407 | 389 | 372 | 355 | 339 | 323 | 309 | 295 | 283 | 272 | 263 | 255 | 249 | 245
| 82 | 678 | 677 | 675 | 672 | 667 | 661 | 653 | 644 | 634 | 622 | 609 | 595 | 580 | 564 | 547 | 530 | 512 | 494 | 476 | 457 | 439 | 420 | 402 | 384 | 366 | 350 | 334 | 318 | 304 | 291 | 278 | 268 | 258 | 251 | 245 | 241
| 83 | 670 | 670 | 668 | 664 | 660 | 653 | 646 | 637 | 626 | 614 | 602 | 588 | 573 | 557 | 541 | 523 | 506 | 488 | 470 | 451 | 433 | 414 | 397 | 378 | 361 | 344 | 329 | 313 | 300 | 286 | 274 | 263 | 254 | 247 | 241 | 238
| 84 | 663 | 662 | 660 | 656 | 652 | 646 | 638 | 629 | 619 | 607 | 594 | 581 | 566 | 550 | 534 | 517 | 500 | 482 | 463 | 446 | 427 | 409 | 391 | 373 | 356 | 339 | 324 | 309 | 295 | 281 | 270 | 259 | 250 | 242 | 237 | 234
| 85 | 654 | 654 | 652 | 649 | 644 | 638 | 631 | 622 | 612 | 600 | 588 | 574 | 559 | 543 | 527 | 511 | 494 | 476 | 458 | 439 | 422 | 403 | 385 | 367 | 351 | 334 | 318 | 304 | 290 | 277 | 265 | 254 | 246 | 238 | 233 | 230
| 86 | 646 | 646 | 644 | 641 | 636 | 630 | 623 | 614 | 604 | 593 | 580 | 567 | 552 | 537 | 520 | 504 | 487 | 470 | 452 | 433 | 415 | 397 | 380 | 362 | 345 | 329 | 314 | 299 | 285 | 273 | 261 | 250 | 242 | 234 | 229 | 226
| 87 | 638 | 637 | 636 | 633 | 628 | 622 | 615 | 606 | 597 | 585 | 573 | 559 | 545 | 530 | 514 | 497 | 480 | 464 | 445 | 427 | 409 | 391 | 374 | 357 | 341 | 324 | 309 | 294 | 281 | 268 | 256 | 246 | 237 | 231 | 225 | 222
| 88 | 630 | 629 | 627 | 624 | 620 | 614 | 607 | 599 | 589 | 578 | 565 | 552 | 538 | 523 | 507 | 491 | 474 | 456 | 438 | 422 | 404 | 386 | 369 | 351 | 335 | 319 | 304 | 290 | 276 | 264 | 252 | 242 | 233 | 227 | 221 | 218
| 89 | 621 | 621 | 619 | 616 | 611 | 606 | 599 | 591 | 581 | 570 | 557 | 544 | 530 | 515 | 500 | 484 | 467 | 450 | 432 | 415 | 398 | 380 | 363 | 346 | 330 | 314 | 299 | 285 | 272 | 259 | 248 | 238 | 230 | 223 | 217 | 214
| 90 | 612 | 612 | 610 | 607 | 603 | 597 | 591 | 582 | 573 | 562 | 550 | 537 | 523 | 508 | 493 | 477 | 461 | 444 | 426 | 409 | 391 | 375 | 357 | 341 | 324 | 309 | 294 | 280 | 267 | 255 | 244 | 234 | 225 | 219 | 214 | 210

## Battery Storage (hidden)
Battery Storage | £ | Saving £/a | Initial ROI | 10 Year IRR | 20 Year IRR | Enter value in yellow fields only |  |  |  |  | Protected sw15_2pa
| 5725.16 | 199.7919 | 3.49% | -16.9% | -4.84%
[11 empty] | Fuel Inflation | 3.6%
Generation per annum (kWh) | 4871 |  |  |  |  | Grid Usage | Self Usage | Total Usage | Export |  | RPI Inflation | 3.5%
Self Use % | 30% |  |  | Before |  | 3200 | 1461.3 | 4661.3 | 3409.7 |  | Marginal Electricity cost £ | 0.1437
Time of Use tariff? | No |  |  | After |  | 1689.2285 | 2972.0715 | 4661.3 | 1898.9285 |  | Economy 7 Day Rate £ | 0.145
Install at same time as PV | Yes |  |  | Uplift in Self-Usage % |  |  | 50.83% |  |  |  | Economy 7 Rate £ | 0.07
Battery System Size (kWh) | 4.8 | [9 empty] | VAT Rate | 20%
Item | Unit Cost | Quantity | VAT | Cost | Markup | Retail ex VAT | VAT | Retail inc VAT | Margin | GP
LUX 4.8 | 1685 | 1 | 337 | 1685 | 50% | 2527.5 | 505.5 | 3033 | 33.33% | 842.5
Associated additional items | 170 | 1 | 34 | 170 | 50% | 255 | 51 | 306 | 33.33% | 85
Additional Items | 0 | 1 | 0 | 0 | 50% | 0 | 0 | 0 | 0% | 0
Delivery | 100 | 0 | 20 | 0 | 50% | 0 | 0 | 0 | 0% | 0
Materials Total |  |  | 0 | 1855 | 50% | 2782.5 | 556.5 | 3339 | 33.33% | 927.5
Installation
Item | Rate
TL Oversee | 350 | 1 |  | 0 | 0% | 350 | 0 | 350 | 100% | 350
Transport and Overnight Accommodation | 100 | 14 |  | 1400 | 20% | 1680 | 0 | 1680 | 16.67% | 280
Electric Installation Luke Commercial | 200 | 0.5 | 0 | 100 | 20% | 120 | 0 | 120 | 16.67% | 20
Van Hire (Zipvan per day £76.80) | 76.8 | 1 | 0 | 76.8 | 20% | 92.16 | 0 | 92.16 | 16.67% | 15.36
Mileage | 0.45 | 0 | 0 | 0 | 20% | 0 | 0 | 0 | 0% | 0
Commercial (Lads) | 120 | 1 | 0 | 120 | 20% | 144 | 0 | 144 | 16.67% | 24
Installation Total |  |  |  | 1696.8 | 40.63% | 2386.16 | 0 | 2386.16 | 28.89% | 689.36
Project Total |  |  |  | 3551.8 | 45.52% | 5168.66 | 556.5 | 5725.16 | 31.28% | 1616.86
ROI (IRR) Calculation | Round Trip | Annual -DoD | Overall DoD | kWh Std | kWh Eco. 7 | Additional self use kWh |  | 1510.7715
Assume 1 full cycle per day for generated and/or shifted (TOU) energy and apply round trip efficiency and decreasing DoD to calculate actual energy stored and re-used | 94.5% | 1.5% | 92% |  |  | Time of Use saving kWh |  | 0
|  | Daily (kWh) | 4.137 | 4.8 | 0 |  |  | 1510.7715
Year | Annual DoD | Daily Capacity | Annual Benefit | Annual Benefit | Annual Benefit | Annual ROI | Total Benefit | -5725.16
1 | 91.25% | 3.775 | 199.7919 | 0 | 199.7919 | 3.49% | 199.7919 | 199.7919
2 | 89.75% | 3.7129 | 196.5076 | 0 | 196.5076 | 3.432% | 396.2995 | 196.5076
3 | 88.25% | 3.6509 | 193.2234 | 0 | 193.2234 | 3.375% | 589.5229 | 193.2234
4 | 86.75% | 3.5888 | 189.9391 | 0 | 189.9391 | 3.318% | 779.462 | 189.9391
5 | 85.25% | 3.5268 | 186.6549 | 0 | 186.6549 | 3.26% | 966.1169 | 186.6549
6 | 83.75% | 3.4647 | 183.3706 | 0 | 183.3706 | 3.203% | 1149.4875 | 183.3706
7 | 82.25% | 3.4027 | 180.0864 | 0 | 180.0864 | 3.146% | 1329.5739 | 180.0864
8 | 80.75% | 3.3406 | 176.8021 | 0 | 176.8021 | 3.088% | 1506.376 | 176.8021
9 | 79.25% | 3.2786 | 173.5179 | 0 | 173.5179 | 3.031% | 1679.8939 | 173.5179
10 | 77.75% | 3.2165 | 170.2336 | 0 | 170.2336 | 2.973% | 1850.1275 | 170.2336
11 | 76.25% | 3.1545 | 166.9494 | 0 | 166.9494 | 2.916% | 2017.0769 | 166.9494
12 | 74.75% | 3.0924 | 163.6651 | 0 | 163.6651 | 2.859% | 2180.742 | 163.6651
13 | 73.25% | 3.0303 | 160.3809 | 0 | 160.3809 | 2.801% | 2341.1229 | 160.3809
14 | 71.75% | 2.9683 | 157.0966 | 0 | 157.0966 | 2.744% | 2498.2195 | 157.0966
15 | 70.25% | 2.9062 | 153.8124 | 0 | 153.8124 | 2.687% | 2652.0319 | 153.8124
16 | 68.75% | 2.8442 | 150.5281 | 0 | 150.5281 | 2.629% | 2802.56 | 150.5281
17 | 67.25% | 2.7821 | 147.2439 | 0 | 147.2439 | 2.572% | 2949.8039 | 147.2439
18 | 65.75% | 2.7201 | 143.9596 | 0 | 143.9596 | 2.515% | 3093.7635 | 143.9596
19 | 64.25% | 2.658 | 140.6754 | 0 | 140.6754 | 2.457% | 3234.4389 | 140.6754
20 | 62.75% | 2.596 | 137.3911 | 0 | 137.3911 | 2.4% | 3371.83 | 137.3911
21 | 61.25% | 2.5339 | 134.1069 | 0 | 134.1069 | 2.342% | 3505.9369 | 134.1069
22 | 59.75% | 2.4718 | 130.8226 | 0 | 130.8226 | 2.285% | 3636.7595 | 130.8226
23 | 58.25% | 2.4098 | 127.5384 | 0 | 127.5384 | 2.228% | 3764.2979 | 127.5384
24 | 56.75% | 2.3477 | 124.2541 | 0 | 124.2541 | 2.17% | 3888.552 | 124.2541
25 | 55.25% | 2.2857 | 120.9699 | 0 | 120.9699 | 2.113% | 4009.5219 | 120.9699
26 | 53.75% | 2.2236 | 117.6856 | 0 | 117.6856 | 2.056% | 4127.2075 | 117.6856
27 | 52.25% | 2.1616 | 114.4014 | 0 | 114.4014 | 1.998% | 4241.6089 | 114.4014
28 | 50.75% | 2.0995 | 111.1171 | 0 | 111.1171 | 1.941% | 4352.726 | 111.1171
29 | 49.25% | 2.0375 | 107.8329 | 0 | 107.8329 | 1.883% | 4460.5589 | 107.8329
30 | 47.75% | 1.9754 | 104.5486 | 0 | 104.5486 | 1.826% | 4565.1075 | 104.5486
31 | 46.25% | 1.9134 | 101.2644 | 0 | 101.2644 | 1.769% | 4666.3719 | 101.2644
32 | 44.75% | 1.8513 | 97.9801 | 0 | 97.9801 | 1.711% | 4764.352 | 97.9801
33 | 43.25% | 1.7892 | 94.6959 | 0 | 94.6959 | 1.654% | 4859.0479 | 94.6959
34 | 41.75% | 1.7272 | 91.4116 | 0 | 91.4116 | 1.597% | 4950.4595 | 91.4116
35 | 40.25% | 1.6651 | 88.1274 | 0 | 88.1274 | 1.539% | 5038.5869 | 88.1274
36 | 38.75% | 1.6031 | 84.8431 | 0 | 84.8431 | 1.482% | 5123.43 | 84.8431
37 | 37.25% | 1.541 | 81.5589 | 0 | 81.5589 | 1.425% | 5204.9889 | 81.5589
38 | 35.75% | 1.479 | 78.2746 | 0 | 78.2746 | 1.367% | 5283.2635 | 78.2746
39 | 34.25% | 1.4169 | 74.9904 | 0 | 74.9904 | 1.31% | 5358.2539 | 74.9904
40 | 32.75% | 1.3549 | 71.7061 | 0 | 71.7061 | 1.252% | 5429.96 | 71.7061
41 | 31.25% | 1.2928 | 68.4219 | 0 | 68.4219 | 1.195% | 5498.3819 | 68.4219
42 | 29.75% | 1.2308 | 65.1376 | 0 | 65.1376 | 1.138% | 5563.5195 | 65.1376
43 | 28.25% | 1.1687 | 61.8534 | 0 | 61.8534 | 1.08% | 5625.3729 | 61.8534
44 | 26.75% | 1.1066 | 58.5691 | 0 | 58.5691 | 1.023% | 5683.942 | 58.5691
45 | 25.25% | 1.0446 | 55.2849 | 0 | 55.2849 | 0.9656% | 5739.2269 | 55.2849
46 | 23.75% | 0.98253 | 52.0006 | 0 | 52.0006 | 0.9083% | 5791.2275 | 52.0006
47 | 22.25% | 0.92048 | 48.7164 | 0 | 48.7164 | 0.8509% | 5839.9439 | 48.7164
48 | 20.75% | 0.85842 | 45.4321 | 0 | 45.4321 | 0.7936% | 5885.376 | 45.4321
49 | 19.25% | 0.79637 | 42.1479 | 0 | 42.1479 | 0.7362% | 5927.5239 | 42.1479
50 | 17.75% | 0.73432 | 38.8636 | 0 | 38.8636 | 0.6788% | 5966.3875 | 38.8636
51 | 16.25% | 0.67226 | 35.5794 | 0 | 35.5794 | 0.6215% | 6001.9669 | 35.5794
52 | 14.75% | 0.61021 | 32.2951 | 0 | 32.2951 | 0.5641% | 6034.262 | 32.2951
53 | 13.25% | 0.54815 | 29.0109 | 0 | 29.0109 | 0.5067% | 6063.2729 | 29.0109
54 | 11.75% | 0.4861 | 25.7266 | 0 | 25.7266 | 0.4494% | 6088.9995 | 25.7266
55 | 10.25% | 0.42404 | 22.4424 | 0 | 22.4424 | 0.392% | 6111.4419 | 22.4424
56 | 8.75% | 0.36199 | 19.1581 | 0 | 19.1581 | 0.3346% | 6130.6 | 19.1581
57 | 7.25% | 0.29993 | 15.8739 | 0 | 15.8739 | 0.2773% | 6146.4739 | 15.8739
58 | 5.75% | 0.23788 | 12.5896 | 0 | 12.5896 | 0.2199% | 6159.0635 | 12.5896
59 | 4.25% | 0.17582 | 9.3054 | 0 | 9.3054 | 0.1625% | 6168.3689 | 9.3054
60 | 2.75% | 0.11377 | 6.0211 | 0 | 6.0211 | 0.1052% | 6174.39 | 6.0211
61 | 1.25% | 0.051712 | 2.7369 | 0 | 2.7369 | 0.0478% | 6177.1269 | 2.7369
Note on B32: PC: Overall round-trip efficiency of the storage system
Note on C32: PC: %ge decrease in depth of discharge per annum
Note on D32: PC: Maximum (initial) depth of discharge from the battery

## Suppliers (hidden)
Supplier Name | Company Name | Order Type | Address | email | phone | main contact | WWW | Notes
Alternergy | Alternergy Limited | Online Order | Unit 10, Turnham Green Terrace Mews, Chiswick, London W4 1QU | Ivan.Campoy@alternergy.co.uk | 020 3763 7006 | Ivan Campoy | http://www.alternergy.co.uk/ | Owned Rajiv Bhatia - long term supplier, very approachable
Edmundson | Edmundson Electrical |  |  | scott.grant@eel.co.uk | 020 8963 6800 | Scott Grant | http://www.edmundson-electrical.co.uk | Recent addition based on much improved pricing 20/2/2019
Metgen | Metgen | Online Order | Unit 2, Dell Buildings Milford Road Lymington Hants SO41 0JD | sales@metgen.co.uk | 01590 678600 |  | http://trade.metgen.co.uk/
USS | USS Solutions | Purchase Order | Unit 1 Fryers Road Leamore Business Park Walsall WS2 7NA | david@roofrunner.co.uk |  | David McElroy
Gigabiz | Gigabiz Ltd | Purchase Order | Unit 23-24 Denholme Business Centre Halifax Road, Denholme Gate Bradford, West Yorkshire BD13 4EN | julia@gigabiz.co.uk | M: +44 (0)7712 877209 T: +44 (0)8444 930099 | Julia Becky Brett (maternaty leave) | http://www.gigabiz.co.uk | Jake findlay and Mick Gaughan are technical / do everything!
| Infinity Innovations | Purchase Order | Unit 23-24 Denholme Business Centre Halifax Road, Denholme Gate Bradford, West Yorkshire BD13 4EN | julia@gigabiz.co.uk | M: +44 (0)7712 877209 T: +44 (0)8444 930099 | Julia Becky Brett (maternaty leave) | http://www.gigabiz.co.uk | Jake findlay and Mick Gaughan are technical / do everything!
Westech | Westech Solar (UK) Ltd | Purchase Order | Unit 1, Bobby Fryer Close Garsington Road Oxford OX4 6ZN | jenny.chen@westech-solar.co.uk
All Eco Energy
Segen | Segen Limited | Online Order | Wesley Hall Barrack Road Aldershot Hants GU11 3NP
STS | Solar Trade Sales | Online Order | Edison House Edison Close Ransomes Europark Ipswich, Suffolk IP3 9GU | liam.styles@solartradesales.co.uk | 01473 276685 | Liam Styles | https://www.solartradesales.co.uk/
PBM | Putney Builders Merchants | Purchase Order (+Phone) | 90-92 Upper Richmond Road Putney London SW15 2SU
Sunpower | Sunpower Corp | Online Order
CPH Solar | CPH Solar | Purchase Order (+Phone) |  | carsten@cphsolar.com | 01243 263322 | Carsten Pump |  | Initially for the Amman, Jordan project
Barilla
Rexel Energy | [6 empty] | http://www.rexelenergysolutions.co.uk/